## Dictionary
Dictionary for Worksheets: Trial 1, Trial 2, Trial 3, Trial 4, Trial 5
Column | Header | Description
A | Trial | 1, 2, 3, 4, 5
B | Group | General location, or sub-study, of the instrument.
C | Location | Location name.
D | Type | MiniRAE, ToxiRAE, GRIMM, Canary, JAZ, Sentry
E | Unit Serial Number | Unique identifier of the instrument.
F | Easting (m) | Easting on Zone 12 in meters.
G | Northing (m) | Northing on Zone 12 in meters.
H | Elevation (m) | Surveyed elevation above sea level in meters.
I | Height Above Elevation (m) | Height above the surveyed elevation in meters.
J | Distance to Release Point (m) | Distance in meters from release point to the instrument location. Does not account for change in elevation or height.
K | Comments | Comments regarding the particular instrument.
Note: Coordinates are not provided for instruments used in the Indoor Study or the UVU Vehicles study. Coordinates are available only for the corners of the connexes used in the Indoor Study and not
for specific instruments located within the structure. Likewise, coordinates are available for the tire locations of some of the UVU vehicles (but not all vehicles), and not for instrument locations within/on the vehicle.
See Connex Locations worksheet for the locations of the connexes.
Note: Instruments for which all data are missing are highlighted in yellow.
Dictionary for Worksheet: Connex Locations
Column | Header | Description
A | Trial | These coordinates are good for all trials (i.e., connexes were not moved between trials).
B | Location | Location name as shown on the diagram in the worksheet Mock Urban Layout.
C | Easting (m) | Easting on Zone 12 in meters.
D | Northing (m) | Northing on Zone 12 in meters.
E | Elevation (m) | Surveyed elevation above sea level in meters.
F | Comments | Comments regarding the particular location.
Note: Survey coordinates are given for each corner of the connex, so there are four rows per connex. See the worksheet Mock Urban Layout for a diagram.

## Trial 1
Trial | Group | Location | Type | Unit Serial Number | Easting (m) | Northing (m) | Elevation (m) | Height Above Elevation (m) | Distance to Release Point (m) | Comments
1 | Field | 11K-TR01 | ToxiRAE | 1434 | 293609.2 | 4455160.2 | 1297.889 | 0.3 | 11000.641 | baseline noise
1 | Field | 11K-TR02 | ToxiRAE | 1356 | 292758 | 4455603.3 | 1297.499 | 0.3 | 11000.5743 | baseline noise
1 | Field | 11K-TR03 | ToxiRAE | 1457 | 291871.4 | 4455970.6 | 1296.909 | 0.3 | 11000.5647 | baseline noise
1 | Field | 11K-TR04 | ToxiRAE | 1958 | 290956.2 | 4456259.2 | 1296.184 | 0.3 | 11000.5357 | baseline noise
1 | Field | 11K-TR05 | ToxiRAE | 1435 | 290019.3 | 4456466.8 | 1295.569 | 0.3 | 11000.3626 | baseline noise
1 | Field | 11K-TR06 | ToxiRAE | 1351 | 289067.9 | 4456592.1 | 1294.838 | 0.3 | 11000.3347 | baseline noise
1 | Field | 11K-TR07 | ToxiRAE | 1459 | 288109.2 | 4456634 | 1294.304 | 0.3 | 11000.3 | baseline noise
1 | Field | 11K-TR08 | ToxiRAE | 1426 | 287150.5 | 4456592.1 | 1293.674 | 0.3 | 11000.1778 | baseline noise
1 | Field | 11K-TR09 | ToxiRAE | 1358 | 286199.1 | 4456466.8 | 1293.346 | 0.3 | 11000.05 | baseline noise
1 | Field | 11K-TR10 | ToxiRAE | 1984 | 285262.2 | 4456259.1 | 1293.014 | 0.3 | 10999.9732 | 10/11 same GPS location, baseline noise
1 | Field | 11K-TR11 | ToxiRAE | 1396 | 285262.2 | 4456259.1 | 1293.014 | 0.3 | 10999.9732 | 10/11 same GPS location, baseline noise
1 | Field | 11K-TR12 | ToxiRAE | 1966 | 284347 | 4455970.6 | 1292.977 | 0.3 | 10999.9491 | baseline noise
1 | Field | 11K-TR13 | ToxiRAE | 1430 | 283460.4 | 4455603.3 | 1292.785 | 0.3 | 10999.8136 | baseline noise
1 | Field | 11K-TR14 | ToxiRAE | 1463 | 282609.2 | 4455160.2 | 1292.346 | 0.3 | 10999.741 | peaked at 08:33 hrs, began elevating ~08:29 hrs
1 | Field | 11K-TR15 | ToxiRAE | 1468 | 281799.8 | 4454644.6 | 1292.276 | 0.3 | 10999.7041 | peaked at 08:34 hrs, began elevating ~08:28 hrs
1 | Field | 11K-TR16 | ToxiRAE | 1960 | 281038.5 | 4454060.4 | 1292.227 | 0.3 | 10999.6066 | baseline noise
1 | Field | 11K-TR17 | ToxiRAE | 1454 | 280331 | 4453412.1 | 1292.222 | 0.3 | 10999.541 | baseline noise
1 | Field | 11K-TR18 | ToxiRAE | 1977 | 279682.7 | 4452704.6 | 1292.277 | 0.3 | 10999.471 | baseline noise
1 | Field | 11K-TR19 | ToxiRAE | 1354 | 279098.5 | 4451943.3 | 1292.427 | 0.3 | 10999.434 | baseline noise
1 | Field | 11K-TR20 | ToxiRAE | 1377 | 278582.9 | 4451134 | 1292.585 | 0.3 | 10999.3884 | baseline noise
1 | Field | 5K-TR01 | ToxiRAE | 1955 | 290417.9 | 4450069 | 1296.19 | 0.3 | 5000.6138 | baseline noise
1 | Field | 5K-TR02 | ToxiRAE | 1378 | 290022.6 | 4450253.4 | 1295.865 | 0.3 | 5000.6172 | baseline noise
1 | Field | 5K-TR03 | ToxiRAE | 1979 | 289612.7 | 4450402.5 | 1295.438 | 0.3 | 5000.4673 | missing trial data. Looks like shut off at 12:30a.m., noted off and dead battery when collected.
1 | Field | 5K-TR04 | ToxiRAE | 1446 | 289191.4 | 4450515.5 | 1295.27 | 0.3 | 5000.5077 | baseline noise
1 | Field | 5K-TR05 | ToxiRAE | 1374 | 288761.8 | 4450591.2 | 1294.903 | 0.3 | 5000.3868 | baseline noise
1 | Field | 5K-TR06 | ToxiRAE | 1448 | 288327.2 | 4450629.2 | 1294.889 | 0.3 | 5000.2937 | baseline noise
1 | Field | 5K-TR07 | ToxiRAE | 1369 | 287891.1 | 4450629.2 | 1294.533 | 0.3 | 5000.2196 | baseline noise
1 | Field | 5K-TR08 | ToxiRAE | 1678 | 287456.6 | 4450591.2 | 1294.315 | 0.3 | 5000.1519 | baseline noise
1 | Field | 5K-TR09 | ToxiRAE | 1965 | 287027 | 4450515.4 | 1294.015 | 0.3 | 5000.0205 | 9/10 same GPS location, baseline noise
1 | Field | 5K-TR10 | ToxiRAE | 1978 | 287027 | 4450515.4 | 1294.015 | 0.3 | 5000.0205 | 9/10 same GPS location, baseline noise
1 | Field | 5K-TR11 | ToxiRAE | 1969 | 286605.6 | 4450402.5 | 1293.795 | 0.3 | 4999.9561 | baseline noise
1 | Field | 5K-TR12 | ToxiRAE | 1381 | 286195.8 | 4450253.3 | 1293.696 | 0.3 | 4999.836 | baseline noise
1 | Field | 5K-TR13 | ToxiRAE | 1379 | 285800.4 | 4450069 | 1293.519 | 0.3 | 4999.8288 | baseline noise
1 | Field | 5K-TR14 | ToxiRAE | 1464 | 285422.7 | 4449850.9 | 1293.637 | 0.3 | 4999.7223 | peaked at 08:12hrs
1 | Field | 5K-TR15 | ToxiRAE | 1956 | 285065.4 | 4449600.7 | 1293.566 | 0.3 | 4999.6329 | maximum reading
1 | Field | 5K-TR16 | ToxiRAE | 1436 | 284731.2 | 4449320.3 | 1293.611 | 0.3 | 4999.5824 | peaked at 08:13hrs
1 | Field | 5K-TR17 | ToxiRAE | 1386 | 284422.8 | 4449011.9 | 1293.52 | 0.3 | 4999.5145 | baseline noise
1 | Field | 5K-TR18 | ToxiRAE | 1981 | 284142.4 | 4448677.8 | 1293.722 | 0.3 | 4999.4907 | baseline noise
1 | Field | 5K-TR19 | ToxiRAE | 1433 | 283892.2 | 4448320.4 | 1293.813 | 0.3 | 4999.3856 | baseline noise
1 | Field | 2K-MR01 | MiniRAE | 4769 | 289109.2 | 4447366 | 1295.787 | 0.3 | 2000.6659 | baseline noise
1 | Field | 2K-MR02 | MiniRAE | 4783 | 288954.4 | 4447446.6 | 1295.908 | 0.3 | 2000.6228 | baseline noise
1 | Field | 2K-MR03 | MiniRAE | 4715 | 288790.7 | 4447506.3 | 1295.89 | 0.3 | 1993.0631 | No data during trial, but data present before/after test deployment. User error? Was off when collected and when turned on the battery was full. Collects data fine now.
1 | Field | 2K-MR04 | MiniRAE | 4412 | 288626.8 | 4447565.8 | 1295.706 | 0.3 | 2000.4631 | baseline noise
1 | Field | 2K-MR05 | MiniRAE | 4696 | 288456.5 | 4447603.6 | 1295.604 | 0.3 | 2000.4373
1 | Field | 2K-MR06 | MiniRAE | 3882 | 288283.5 | 4447626.4 | 1295.452 | 0.3 | 2000.387
1 | Field | 2K-MR07 | MiniRAE | 3776 | 288109.2 | 4447634 | 1295.26 | 0.3 | 2000.3002
1 | Field | 2K-MR08 | MiniRAE | 4749 | 287934.9 | 4447626.3 | 1295.089 | 0.3 | 2000.1306 | baseline noise
1 | Field | 2K-MR09 | MiniRAE | 4501 | 287761.9 | 4447603.5 | 1294.992 | 0.3 | 2000.0262
1 | Field | 2K-MR10 | MiniRAE | 3783 | 287593.5 | 4447558.6 | 1294.891 | 0.3 | 1992.5509 | 10/11 same GPS location, baseline noise
1 | Field | 2K-MR11 | MiniRAE | 4710 | 287593.5 | 4447558.6 | 1294.891 | 0.3 | 1992.5509 | 10/11 same GPS location, looks like baseline noise, albeit elevated baseline
1 | Field | 2K-MR12 | MiniRAE | 4736 | 287425.1 | 4447513.3 | 1294.638 | 0.3 | 1999.9146
1 | Field | 2K-MR13 | MiniRAE | 4690 | 287267.1 | 4447439.8 | 1294.526 | 0.3 | 1992.3892 | peaked at 07:54 hrs
1 | Field | 2K-MR14 | MiniRAE | 4764 | 287109.2 | 4447366 | 1294.532 | 0.3 | 1999.766 | peaked at 07:53 hrs
1 | Field | 2K-MR15 | MiniRAE | 4342 | 286962 | 4447272.2 | 1294.523 | 0.3 | 1999.6715 | peaked at 07:54 hrs
1 | Field | 2K-MR16 | MiniRAE | 4755 | 286828.4 | 4447160.2 | 1294.416 | 0.3 | 1992.0708 | peaked at 07:51 hrs
1 | Field | 2K-MR17 | MiniRAE | 4550 | 286694.9 | 4447048.1 | 1294.379 | 0.3 | 1999.5567 | peaked at 07:52 hrs
1 | Field | 2K-MR18 | MiniRAE | 4738 | 286577.1 | 4446919.5 | 1294.467 | 0.3 | 1999.4637 | peaked at 07:55 hrs
1 | Field | 2K-MR19 | MiniRAE | 4334 | 286470.8 | 4446781.1 | 1294.46 | 0.3 | 1999.4832
1 | Field | 2K-MR20 | MiniRAE | 4242 | 286377.1 | 4446633.9 | 1294.381 | 0.3 | 1999.3633
1 | Field | 1K-MR01 | MiniRAE | 4408 | 288570.9 | 4446521 | 1295.229 | 0.3 | 1000.6498
1 | Field | 1K-MR02 | MiniRAE | 4770 | 288491.8 | 4446557.8 | 1295.095 | 0.3 | 1000.5164
1 | Field | 1K-MR03 | MiniRAE | 4506 | 288408.8 | 4446584.1 | 1295.128 | 0.3 | 996.775 | reading in the noise/baseline
1 | Field | 1K-MR04 | MiniRAE | 4765 | 288325.7 | 4446610.2 | 1295.022 | 0.3 | 1000.4074 | reading in the noise/baseline
1 | Field | 1K-MR05 | MiniRAE | 4407 | 288239.7 | 4446625.4 | 1294.975 | 0.3 | 1000.3674
1 | Field | 1K-MR06 | MiniRAE | 4700 | 288152.8 | 4446633 | 1294.956 | 0.3 | 1000.2903 | reading in the noise/baseline
1 | Field | 1K-MR07 | MiniRAE | 4451 | 288065.6 | 4446633 | 1294.947 | 0.3 | 1000.2119 | reading in the noise/baseline
1 | Field | 1K-MR08 | MiniRAE | 4778 | 287978.6 | 4446625.3 | 1294.824 | 0.3 | 1000.0463
1 | Field | 1K-MR09 | MiniRAE | 4784 | 287892.7 | 4446610.3 | 1294.798 | 0.3 | 1000.1155 | 9/10 same GPS location, reading in the noise/baseline
1 | Field | 1K-MR10 | MiniRAE | 4742 | 287892.7 | 4446610.3 | 1294.798 | 0.3 | 1000.1155 | 9/10 same GPS location
1 | Field | 1K-MR11 | MiniRAE | 4392 | 287808.5 | 4446587.6 | 1294.735 | 0.3 | 999.9026 | low, but spikes at 07:46 hrs
1 | Field | 1K-MR12 | MiniRAE | 4729 | 287726.5 | 4446557.8 | 1294.69 | 0.3 | 999.866 | at 07:47 hrs
1 | Field | 1K-MR13 | MiniRAE | 4505 | 287647.4 | 4446520.9 | 1294.672 | 0.3 | 999.7763 | at 07:46 hrs
1 | Field | 1K-MR14 | MiniRAE | 4786 | 287571.9 | 4446477.4 | 1294.686 | 0.3 | 999.7773 | at 07:44 hrs
1 | Field | 1K-MR15 | MiniRAE | 4744 | 287500.4 | 4446427.3 | 1294.714 | 0.3 | 999.6716 | at 07:43 hrs
1 | Field | 1K-MR16 | MiniRAE | 4754 | 287433.6 | 4446371.3 | 1294.656 | 0.3 | 999.6369 | RAE was in pump error mode (no pump); reading in the noise/baseline
1 | Field | 1K-MR17 | MiniRAE | 4762 | 287371.9 | 4446309.5 | 1294.603 | 0.3 | 999.4952 | at 07:45 hrs
1 | Field | 1K-MR18 | MiniRAE | 3785 | 287315.8 | 4446242.7 | 1294.644 | 0.3 | 999.4685 | at 07:46 hrs
1 | Field | 1K-MR19 | MiniRAE | 4785 | 287265.8 | 4446171.3 | 1294.658 | 0.3 | 999.4098 | at 07:47 hrs
1 | Field | 500M-MR01 | MiniRAE | 6071 | 288359.2 | 4446066.9 | 1295.063 | 0.4 | 500.6127
1 | Field | 500M-MR02 | MiniRAE | 4433 | 288320.5 | 4446087.1 | 1295.082 | 0.4 | 500.6
1 | Field | 500M-MR03 | MiniRAE | 4789 | 288280.2 | 4446103.8 | 1295.067 | 0.4 | 500.5433 | baseline noise only
1 | Field | 500M-MR04 | MiniRAE | 623 | 288238.6 | 4446116.9 | 1294.957 | 0.4 | 500.4601 | Datalogger present, but will NOT RECORD any data.
1 | Field | 500M-MR05 | MiniRAE | 4743 | 288196 | 4446126.4 | 1294.869 | 0.4 | 500.4444 | a little noisy baseline, but no increase due to chlorine
1 | Field | 500M-MR06 | MiniRAE | 2818 | 288152.7 | 4446132 | 1294.941 | 0.4 | 500.2742
1 | Field | 500M-MR07 | MiniRAE | 4732 | 288109.2 | 4446134 | 1294.855 | 0.4 | 500.3008 | peaked at 07:42hrs
1 | Field | 500M-MR08 | MiniRAE | 4330 | 288065.6 | 4446132.1 | 1294.875 | 0.4 | 500.2258
1 | Field | 500M-MR09 | MiniRAE | 4750 | 288022.4 | 4446126.4 | 1294.91 | 0.4 | 500.1321
1 | Field | 500M-MR10 | MiniRAE | 4741 | 287979.8 | 4446116.9 | 1294.924 | 0.4 | 499.9945 | 10/11 same GPS location - bad lamp
1 | Field | 500M-MR11 | MiniRAE | 4405 | 287979.8 | 4446116.9 | 1294.924 | 0.4 | 499.9945 | 10/11 same GPS location
1 | Field | 500M-MR12 | MiniRAE | 4721 | 287938.2 | 4446103.8 | 1294.922 | 0.4 | 499.928
1 | Field | 500M-MR13 | MiniRAE | 4735 | 287897.9 | 4446087.1 | 1294.892 | 0.4 | 499.8397
1 | Field | 500M-MR14 | MiniRAE | 4768 | 287859.2 | 4446066.9 | 1294.863 | 0.4 | 499.713
1 | Field | 500M-MR15 | MiniRAE | 4400 | 287822.4 | 4446043.5 | 1294.853 | 0.4 | 499.6747 | peaked at 07:39hrs
1 | Field | 500M-MR16 | MiniRAE | 4733 | 287787.8 | 4446017 | 1294.831 | 0.4 | 499.639
1 | Field | 500M-MR17 | MiniRAE | 4718 | 287755.6 | 4445987.5 | 1294.851 | 0.4 | 499.5715 | maximum reading
1 | Field | 500M-MR18 | MiniRAE | 4714 | 287726.2 | 4445955.4 | 1294.833 | 0.4 | 499.491 | maximum reading
1 | Field | 500M-MR19 | MiniRAE | 4773 | 287699.6 | 4445920.7 | 1294.804 | 0.4 | 499.4043 | peaked at 07:41hrs
1 | Field | 500M-MR20 | MiniRAE | 4779 | 287676.2 | 4445883.9 | 1294.771 | 0.4 | 499.31 | maximum reading
1 | Field | 200M-MR01 | MiniRAE | 3772 | 288193.7 | 4445815.2 | 1294.968 | 0.4 | 200.5877 | maximum reading
1 | Field | 200M-MR02 | MiniRAE | 4740 | 288160.9 | 4445827.1 | 1294.947 | 0.4 | 200.4253 | High exposure to Cl2 occurred, could that cause hard crash? Has collected all data since trial, but during & before wiped; was not running when collected, but had been checked at ~04:30hrs and was running.
1 | Field | 200M-MR03 | MiniRAE | 4752 | 288126.6 | 4445833.2 | 1294.918 | 0.4 | 200.3376 | High exposure to Cl2 occurred, could that cause hard crash? Has collected all data since trial, but during & before wiped; was not running when collected, but had been checked at ~04:30hrs and was running.
1 | Field | 200M-MR04 | MiniRAE | 4777 | 288091.8 | 4445833.2 | 1294.915 | 0.4 | 200.1812 | maximum reading
1 | Field | 200M-MR05 | MiniRAE | 4540 | 288057.5 | 4445827.2 | 1294.882 | 0.4 | 200.0572 | High exposure to Cl2 occurred, could that cause hard crash? Has collected all data since trial, but NOT during or before; was not running when collected, but had been checked at ~04:30hrs and was running. Lamp would not turn on during investigation. Twi
1 | Field | 200M-MR06B | MiniRAE | 4757 | 288024.6 | 4445815.2 | 1294.856 | 0.4 | 199.8698
1 | Field | 200M-MR06T | MiniRAE | 4716 | 288024.6 | 4445815.2 | 1294.856 | 6 | 199.8698
1 | Field | 200M-MR07B | MiniRAE | 4692 | 287994.5 | 4445797.8 | 1294.837 | 0.4 | 199.6979
1 | Field | 200M-MR07T | MiniRAE | 4751 | 287994.5 | 4445797.8 | 1294.837 | 6 | 199.6979
1 | Field | 200M-MR08B | MiniRAE | 8048 | 287967.8 | 4445775.4 | 1294.8 | 0.4 | 199.5473
1 | Field | 200M-MR08M | MiniRAE | 3880 | 287967.8 | 4445775.4 | 1294.8 | 3 | 199.5473
1 | Field | 200M-MR08T | MiniRAE | 4341 | 287967.8 | 4445775.4 | 1294.8 | 6 | 199.5473
1 | Field | 200M-MR09 | MiniRAE | 3779 | 287945.3 | 4445748.7 | 1294.832 | 0.4 | 199.4843 | maximum reading
1 | Field | 200M-MR10 | MiniRAE | 4507 | 287928 | 4445718.5 | 1294.815 | 0.4 | 199.2464 | maximum reading
1 | Field | 200M-MR11 | MiniRAE | 4771 | 287916 | 4445582.2 | 1294.81 | 0.4 | 199.0767 | baseline readings; was on when collected.
1 | Field | 200M-MR12 | MiniRAE | 4401 | 288009.2 | 4445460.7 | 1294.821 | 0.4 | 199.3735 | baseline readings
1 | Field | 200M-MR13 | MiniRAE | 4429 | 288160.9 | 4445440.8 | 1295.228 | 0.4 | 199.9429 | baseline readings
1 | Field | 200M-MR14 | MiniRAE | 4438 | 288282.4 | 4445534 | 1294.961 | 0.4 | 200.6263 | baseline readings
1 | Field | 200M-MR15 | MiniRAE | 4323 | 288302.3 | 4445685.7 | 1295.01 | 0.4 | 200.8482 | baseline readings
1 | Field | 200M-MR16 | MiniRAE | 2846 | 288223.9 | 4445797.8 | 1294.96 | 0.4 | 200.7291 | baseline readings
1 | Indoor Study | LC-MR01 | MiniRAE | 3784 | [5 empty] | peaked at 0738hrs
1 | Indoor Study | LC-MR02 | MiniRAE | 4774 | [5 empty] | peaked at 0738hrs
1 | Indoor Study | LC-MR03 | MiniRAE | 2761 | [5 empty] | peaked at 0740hrs
1 | Indoor Study | LC-MR04 | MiniRAE | 3885 | [5 empty] | peaked at 0743hrs
1 | Indoor Study | LC-MR05 | MiniRAE | 4339 | [5 empty] | peaked at 0740hrs
1 | Indoor Study | LC-MR06 | MiniRAE | 4387 | [5 empty] | Fine now, but all trial and pre-trial data wiped. RAE off when collected. High exposure occurred (per corrosion on wand). Hard crash due to Cl2?
1 | Indoor Study | LC-MR07 | MiniRAE | 681 | [5 empty] | peaked at 0744hrs
1 | Indoor Study | LC-MR08 | MiniRAE | 4745 | [5 empty] | peaked at 0742hrs
1 | Indoor Study | MS-MR01B | MiniRAE | 2851
1 | Indoor Study | MS-MR01M1 | MiniRAE | 3325 | [5 empty] | not use for trial…lamp would not turn on, so 4727 used. Ignore data file.
1 | Indoor Study | MS-MR01M2 | MiniRAE | 4727 | [5 empty] | peaked at 0742hrs, data sheet annotated both 4727 and 4766 at locations 1M (co-located).
1 | Indoor Study | MS-MR02B | MiniRAE | 4772 | [5 empty] | (+) 15
1 | Indoor Study | MS-MR02M | MiniRAE | 4766 | [5 empty] | peaked at 0741hrs, data sheet annotated both 4727 and 4766 at locations 1M (co-located).
1 | Indoor Study | MS-MR02T | MiniRAE | 4753
1 | Indoor Study | MS-MR03B | MiniRAE | 4404
1 | Indoor Study | MS-MR03T | MiniRAE | 4499
1 | Indoor Study | MS-MR04B | MiniRAE | 3786
1 | Indoor Study | MS-MR04T | MiniRAE | 4748
1 | Indoor Study | MS-MR1T | MiniRAE | 8335
1 | Indoor Study | T3-MR01 | MiniRAE | 4758
1 | Indoor Study | T3-MR02 | MiniRAE | 4335
1 | Indoor Study | T4-MR01 | MiniRAE | 4747
1 | Indoor Study | T4-MR02 | MiniRAE | 4759
1 | Indoor Study | T3-TX01 | ToxiRAE | 1428
1 | Indoor Study | T3-TX02 | ToxiRAE | 1368
1 | Indoor Study | T4-TX01 | ToxiRAE | 1438
1 | Indoor Study | T4-TX02 | ToxiRAE | 1462
1 | UVU Vehicles | V1-DUMMY | ToxiRAE | 1352
1 | UVU Vehicles | V1-GAS PEDAL | ToxiRAE | 1465
1 | UVU Vehicles | V1-NOSE | ToxiRAE | 1395
1 | UVU Vehicles | V2-CLUTCH | ToxiRAE | 1382
1 | UVU Vehicles | V2-NOSE | ToxiRAE | 1971
1 | UVU Vehicles | V3-BRAKE PEDAL | ToxiRAE | 1392
1 | UVU Vehicles | V3-VISOR | ToxiRAE | 1355
1 | UVU Vehicles | V4-GAS PEDAL | ToxiRAE | 1389
1 | UVU Vehicles | V4-NOSE | ToxiRAE | 1952
1 | UVU Vehicles | V5-GAS PEDAL | ToxiRAE | 1963
1 | UVU Vehicles | V5-NOSE | ToxiRAE | 1962
1 | UVU Vehicles | V6-GAS PEDAL | ToxiRAE | 1948 | [5 empty] | re-post-bumped after 7.1 ppm first attempt
1 | UVU Vehicles | V6-NOSE | ToxiRAE | 1983
1 | UVU Vehicles | V7-GAS PEDAL | ToxiRAE | 1970
1 | UVU Vehicles | V7-NOSE | ToxiRAE | 1950
1 | Urban | M114 | MiniRAE | 4719 | [5 empty] | Stacked connex roof
1 | Urban | P01 | MiniRAE | 4717 | 288157.2 | 4445732.1 | 1294.927 | 0.3 | 109.8807 | Was running when picked up. Possible unobserved lamp error.
1 | Urban | P02 | MiniRAE | 4756 | 288121.5 | 4445741.8 | 1294.923 | 0.3 | 108.9029
1 | Urban | P03B | MiniRAE | 4730 | 288092 | 4445734.3 | 1294.91 | 3 | 101.912
1 | Urban | P03T | MiniRAE | 4728 | 288092 | 4445734.3 | 1294.91 | 6 | 101.912
1 | Urban | P04B | MiniRAE | 3414 | 288062.5 | 4445726.7 | 1294.902 | 3 | 103.666 | peaked at 0737hrs; label is 3414, computer/data output shows 1762
1 | Urban | P04T | MiniRAE | 4723 | 288062.5 | 4445726.7 | 1294.902 | 6 | 103.666
1 | Urban | P06 | MiniRAE | 7572 | 288023.2 | 4445683.4 | 1294.909 |  | 98.55 | Datalogger NONEXISTANT. Contact RAE Systems.
1 | Urban | P07 | MiniRAE | 4739 | 288030.8 | 4445653.9 | 1294.953 |  | 80.0893 | maximum reading (note: lamp error discovered at 0456 and resolved)
1 | Urban | P08 | MiniRAE | 4711 | 288038.4 | 4445624.3 | 1294.925 |  | 70.5292 | maximum reading
1 | Urban | P09 | MiniRAE | 4737 | 288045.9 | 4445594.8 | 1294.933 |  | 73.5321 | maximum reading
1 | Urban | P10 | MiniRAE | 4782 | 288081.6 | 4445585.1 | 1295.257 |  | 55.4513 | maximum reading
1 | Urban | P11 | MiniRAE | 4746 | 288111.2 | 4445592.7 | 1295.292 |  | 41.1024 | maximum reading
1 | Urban | P12 | MiniRAE | 2766 | 288140.7 | 4445600.3 | 1295.208 |  | 46.533 | maximum reading
1 | Urban | P13 | MiniRAE | 4388 | 288170.2 | 4445607.8 | 1295.233 |  | 67.1001 | Was running when collected. Possible unobserved lamp error?
1 | Urban | P14 | MiniRAE | 4726 | 288179.9 | 4445643.6 | 1294.915 |  | 72.2812 | maximum reading
1 | Urban | P15 | MiniRAE | 3781 | 288172.4 | 4445673.1 | 1294.909 |  | 75.2407 | maximum reading; label is 3781, computer/data output shows 4335
1 | Urban | P16 | MiniRAE | 3323 | 288164.8 | 4445702.6 | 1294.932 |  | 89.1036 | maximum reading
1 | Urban | M73B | MiniRAE | 4776 | 288100.823 | 4445666.402 | 1295.28 |  | 33.5459
1 | Urban | M73T | MiniRAE | 4780 | 288100.823 | 4445666.402 | 1295.28 |  | 33.5459
1 | Urban | M91 | MiniRAE | 2850 | 288060.857 | 4445675.036 | 1295.294 |  | 62.9246
1 | Urban | M94B | MiniRAE | 4722 | 288096.253 | 4445684.114 | 1295.268 |  | 51.8334
1 | Urban | M94T | MiniRAE | 3771 | 288096.253 | 4445684.114 | 1295.268 |  | 51.8334
1 | Urban | M97 | MiniRAE | 4713 | 288131.713 | 4445693.239 | 1295.245 |  | 63.977
1 | Urban | M113 | MiniRAE | 1048
1 | Urban | M115 | MiniRAE | 0240
1 | Grid | 15.4A1/2 | GRIMM | 9G130021 | 288121.5 | 4445742 | 1294.9 | 1.1 | 109.1015 | GRIMM Unit #3 was the only functioning unit for this trial. Location used for this instrument is in the file "Proposed GRIMM Particle Spectrometer Locations." We believe this is the same location called PC2 in the file "JR II Mock Urban Plan v9.4 layout 1.pdf".
1 | Interior | trailer4C | Canary | 1 |  |  |  | 0.3
1 | Interior | trailer3C | Canary | 2 |  |  |  | 0.3
1 | Interior | tallconnexf1crackroomC | Canary | 3 |  |  |  | 0.3
1 | Interior | tallconnexf1stairroomC | Canary | 4 |  |  |  | 1.2
1 | Interior | tallconnexf2C | Canary | 5 |  |  |  | 0.3
1 | Interior | tallconnexf3C | Canary | 6 |  |  |  | 2.1
1 | Interior | longconnexcrackroomC | Canary | 7 |  |  |  | 0.3
1 | Interior | longconnexfanroomC | Canary | 8 |  |  |  | 0.3
1 | Pad | C122 | Canary | 9 | 288062.89 | 4445703.87 | 1295.28 | 0.3 | 83.5817
1 | Pad | C125 | Canary | 10 | 288089.47 | 4445710.7 | 1295.29 | 0.3 | 79.269
1 | Pad | CP05 | Canary | 11 | 288032.92 | 4445719.09 | 1294.92 | 0.3 | 113.9017
1 | Pad | CP04 | Canary | 12 | 288062.46 | 4445726.67 | 1294.9 | 0.3 | 103.6568
1 | Pad | CP03 | Canary | 13 | 288091.95 | 4445734.27 | 1294.91 | 0.3 | 101.8904
1 | Pad | CP02 | Canary | 14 | 288121.48 | 4445741.85 | 1294.92 | 0.3 | 108.9501
1 | Pad | C128 | Canary | 15 | 288116.02 | 4445717.49 | 1295.38 | 0.3 | 84.1449
1 | Pad | C75 | Canary | 16 | 288136.24 | 4445675.51 | 1295.26 | 3 | 50.2864
1 | Field | 200M-C08 | Canary | 17 | 287967.78 | 4445775.36 | 1294.83 | 0.3 | 199.533
1 | Field | 200M-C07 | Canary | 18 | 287994.47 | 4445797.82 | 1294.84 | 0.3 | 199.7314
1 | Field | 200M-C06 | Canary | 19 | 288024.63 | 4445815.18 | 1294.86 | 0.3 | 199.8391
1 | Pad | C71 | Canary | 20 | 288065.41 | 4445657.33 | 1295.24 | 3 | 48.9687
1 | Pad | J62 | JAZ | 1 | 288076.52 | 4445650.73 | 1295.24 | 0.3 | 36.0554
1 | Pad | J73 | JAZ | 2 | 288100.82 | 4445666.4 | 1295.28 | 0.3 | 33.5446
1 | Pad | J71 | JAZ | 3 | 288065.41 | 4445657.33 | 1295.24 | 0.3 | 48.9687
1 | Pad | J75 | JAZ | 4 | 288136.24 | 4445675.51 | 1295.26 | 0.3 | 50.2864
1 | Pad | J85 | JAZ | 5 | 288098.55 | 4445675.27 | 1295.28 | 0.3 | 42.6981
1 | Pad | JXX | JAZ | 6 |  | survey data not collected |  | 0.3
1 | Pad | J68 | JAZ | 7 | 288129.69 | 4445664.39 | 1295.3 | 0.3 | 37.4087
1 | Pad | J114 | JAZ | 8 | 288093.2 | 4445695.95 | 1295.86 | 0.3 | 64.0552
1 | Pad | J15 | JAZ | 9 | 288149.88 | 4445622.35 | 1295.31 | 0.3 | 43.1013
1 | Pad | J65 | JAZ | 10 |  | survey data not collected |  | 0.3 |  | instrument failed to collect data
1 | Pad | J11 | JAZ | 11 | 288079.01 | 4445604.19 | 1295.23 | 0.3 | 41.5782
1 | Pad | J13 | JAZ | 12 | 288170.24 | 4445607.83 | 1295.23 | 0.3 | 67.1254 | instrument failed to collect data
1 | Pad | J94 | JAZ | 13 | 288096.25 | 4445684.11 | 1295.27 | 0.3 | 51.8302
1 | Pad | J115 | JAZ | 14 | 288107.96 | 4445699.75 | 1295.86 | 0.3 | 66.0509
1 | Pad | J113 | JAZ | 15 | 288081.39 | 4445692.92 | 1295.86 | 0.3 | 65.0473 | instrument failed to collect data
1 | Pad | J112 | JAZ | 16 | 288072.54 | 4445690.64 | 1295.86 | 0.3 | 67.2379
1 | NA | SentrySend1/SentryReceive1 | Sentry | 101 | sender=287557 receiver=288544 | sender=4445552 receiver=4445817 |  | 1.5 | NA
1 | NA | SentrySend2/SentryReceive2 | Sentry | 102 | sender=287548 receiver=288534 | sender=4445599 receiver=4445846 |  | 1.5 | NA
1 | Playa | 1 | PWIDS | 52 | 278619.8 | 4451261.3 | NA | 2 | 11031.8409
1 | Playa | 2 | PWIDS | 66 | 281477.8 | 4454463.2 | NA | 2 | 11041.902
1 | Playa | 3 | PWIDS | 27 | 285343.6 | 4456327.9 | NA | 2 | 11045.7901
1 | Playa | 4 | PWIDS | 41 | 289628.6 | 4456571.3 | NA | 2 | 11042.7535
1 | Playa | 5 | PWIDS | 91 | 293680.7 | 4455156.2 | NA | 2 | 11033.116
1 | Playa | 6 | PWIDS | 77 | 283789.6 | 4448216 | NA | 2 | 5031.8429
1 | Playa | 7 | PWIDS | 109 | 285088.6 | 4449671.5 | NA | 2 | 5042.0647
1 | Playa | 8 | PWIDS | 11 | 286845.9 | 4450519 | NA | 2 | 5045.7715
1 | Playa | 9 | PWIDS | 46 | 288793.6 | 4450629.6 | NA | 2 | 5042.6831
1 | Playa | 10 | PWIDS | 23 | 290635.5 | 4449986.4 | NA | 2 | 5033.1637
1 | Playa | 11 | PWIDS | 113 | 286374.5 | 4446693.3 | NA | 2 | 2031.9485
1 | Playa | 12 | PWIDS | 40 | 286894.1 | 4447275.6 | NA | 2 | 2042.0865
1 | Playa | 13 | PWIDS | 83 | 287597 | 4447614.6 | NA | 2 | 2045.8232
1 | Playa | 14 | PWIDS | 106 | 288376.1 | 4447658.9 | NA | 2 | 2042.8294
1 | Playa | 15 | PWIDS | 32 | 289112.8 | 4447401.5 | NA | 2 | 2033.2578
1 | Playa | 16 | PWIDS | 108 | 287236.1 | 4446185.8 | NA | 2 | 1032.2535
1 | Playa | 17 | PWIDS | 7 | 287847.4 | 4446646.5 | NA | 2 | 1045.8645
1 | Playa | 18 | PWIDS | 84 | 288605.3 | 4446539.9 | NA | 2 | 1033.5412
1 | Playa | 19 | PWIDS | 44 | 288138.9 | 4445541.6 | NA | 2 | 97.0503
1 | Playa | 20 | PWIDS | 36 | 283474.8 | 4443576 | NA | 2 | 5069.8572
1 | Playa | 21 | PWIDS | 54 | 284442.9 | 4443827 | NA | 2 | 4086.4804
1 | Playa | 22 | PWIDS | 30 | 285410.8 | 4444077.8 | NA | 2 | 3114.0538
1 | Playa | 23 | PWIDS | 2 | 286378.9 | 4444328.7 | NA | 2 | 2166.5293
1 | Playa | 24 | PWIDS | 55 | 287346.9 | 4444579.6 | NA | 2 | 1300.3295
1 | Playa | 25 | PWIDS | 48 | 288314.9 | 4444830.5 | NA | 2 | 829.3454
1 | Playa | 26 | PWIDS | 82 | 289282.9 | 4445081.3 | NA | 2 | 1298.0104
1 | Playa | 27 | PWIDS | 56 | 290250.9 | 4445332.3 | NA | 2 | 2163.6952
1 | Playa | 28 | PWIDS | 90 | 291219 | 4445583.1 | NA | 2 | 3111.1115
1 | Playa | 29 | PWIDS | 107 | 292186.9 | 4445834 | NA | 2 | 4083.5154
1 | Playa | 30 | PWIDS | 79 | 293155 | 4446084.9 | NA | 2 | 5066.8296
1 | Playa | 31 | PWIDS | 4 | 288573.7 | 4443864.6 | NA | 2 | 1829.2928
1 | Playa | 32 | PWIDS | 81 | 288832.5 | 4442898.6 | NA | 2 | 2829.3529
1 | Playa | 33 | PWIDS | 104 | 289091.4 | 4441932.7 | NA | 2 | 3829.3455
1 | Playa | 34 | PWIDS | 103 | 289350.2 | 4440966.8 | NA | 2 | 4829.3137
1 | Grid | 1 | Outdoor Field Thermocouple |  | 288086.22 | 4445649.74 |  |  | 27.2912 | No data received from any of the positions.
1 | Grid | 2 | Outdoor Field Thermocouple |  | 288132.74 | 4445662.02 |  |  | 37.4077 | No data received from any of the positions.
1 | Grid | 3 | Outdoor Field Thermocouple |  | 288136.24 | 4445675.51 |  |  | 50.2864
1 | Grid | 4 | Outdoor Field Thermocouple |  | 288088.53 | 4445659.98 |  |  | 32.886 | No data received from any of the positions.
1 | Grid | 5 | Outdoor Field Thermocouple |  | 288130.5 | 4445661.4 |  |  | 35.4983
1 | Grid | 6 | Outdoor Field Thermocouple |  | 288116.19 | 4445663.59 |  |  | 30.9138 | No data received from any of the positions.
1 | Grid | 7 | Outdoor Field Thermocouple |  | 288089.38 | 4445656.74 |  |  | 29.8129
1 | Grid | 8 | Outdoor Field Thermocouple |  | 288128.15 | 4445660.76 |  |  | 33.5599 | No data received from any of the positions.
1 | Grid | 9 | Outdoor Field Thermocouple |  | 288090.64 | 4445650.38 |  |  | 24.2919 | No data received from any of the positions.
1 | Grid | 10 | Outdoor Field Thermocouple |  | 288126.23 | 4445659.72 |  |  | 31.5995 | No data received from any of the positions.
1 | Grid | 11 | Outdoor Field Thermocouple |  | 288097.78 | 4445658.83 |  |  | 27.2431 | No data received from any of the positions.
1 | Grid | 12 | Outdoor Field Thermocouple |  | 288062.89 | 4445703.87 |  |  | 83.5817 | No data received from any of the positions.
1 | Grid | 13 | Outdoor Field Thermocouple |  | 288072.54 | 4445690.64 |  |  | 67.2379 | No data received from any of the positions.
1 | Grid | 14 | Outdoor Field Thermocouple |  | 288096.92 | 4445662.08 |  |  | 30.5766 | No data received from any of the positions.
1 | Grid | 15 | Outdoor Field Thermocouple |  | 288065.41 | 4445657.33 |  |  | 48.9687 | No data received from any of the positions.
1 | Grid | 16 | Outdoor Field Thermocouple |  | 288088.46 | 4445650.32 |  |  | 25.8815 | No data received from any of the positions.
1 | Grid | 17 | Outdoor Field Thermocouple |  | 288107.96 | 4445699.75 |  |  | 66.0509 | No data received from any of the positions.
1 | Grid | 18 | Outdoor Field Thermocouple |  | 288084.4 | 4445693.49 |  |  | 64.3899 | No data received from any of the positions.
1 | Grid | 19 | Outdoor Field Thermocouple |  | 288115.32 | 4445666.84 |  |  | 33.8754 | No data received from any of the positions.
1 | Grid | 20 | Outdoor Field Thermocouple |  | 288100.82 | 4445666.4 |  |  | 33.5446 | No data received from any of the positions.
1 | Grid | 21 | Outdoor Field Thermocouple |  | 288089.47 | 4445710.7 |  |  | 79.269 | No data received from any of the positions.
1 | Grid | 22 | Outdoor Field Thermocouple |  | 288098.55 | 4445675.27 |  |  | 42.6981 | No data received from any of the positions.
1 | Grid | 23 | Outdoor Field Thermocouple |  | 288079.01 | 4445604.19 |  |  | 41.5782 | No data received from any of the positions.
1 | Grid | 24 | Outdoor Field Thermocouple |  | 288093.2 | 4445695.95 |  |  | 64.0552 | No data received from any of the positions.
1 | Grid | 25 | Outdoor Field Thermocouple |  | 288116.02 | 4445717.49 |  |  | 84.1449 | No data received from any of the positions.
1 | Grid | 26 | Outdoor Field Thermocouple |  | 288096.25 | 4445684.11 |  |  | 51.8302 | No data received from any of the positions.
1 | Grid | 27 | Outdoor Field Thermocouple |  | 288107.15 | 4445661.26 |  |  | 27.584 | No data received from any of the positions.
1 | Grid | 28 | Outdoor Field Thermocouple |  | 288106.31 | 4445664.52 |  |  | 30.8842 | No data received from any of the positions.
1 | Grid | 29 | Outdoor Field Thermocouple |  | 288102.89 | 4445657.52 |  |  | 24.4266 | No data received from any of the positions.
1 | Grid | 42 | Outdoor Field Thermocouple |  | 288114.46 | 4445613.26 |  |  | 21.348 | No data received from any of the positions.
1 | Grid | 43 | Outdoor Field Thermocouple |  | 288083.86 | 4445649.12 |  |  | 28.8979 | No data received from any of the positions.
1 | Grid | 45 | Outdoor Field Thermocouple |  | 288149.88 | 4445622.35 |  |  | 43.1013 | No data received from any of the positions.
1 | Grid | 70 | Outdoor Field Thermocouple |  | 288129.69 | 4445664.39 |  |  | 37.4087 | No data received from any of the positions.
1 | Grid | 71 | Outdoor Field Thermocouple |  | 288076.52 | 4445650.73 |  |  | 36.0554 | No data received from any of the positions.
1 | Grid | 73 | Outdoor Field Thermocouple |  | 288091.95 | 4445734.27 |  |  | 101.8904 | No data received from any of the positions.
1 | Grid | 74 | Outdoor Field Thermocouple |  | 288062.46 | 4445726.67 |  |  | 103.6568 | No data received from any of the positions.
1 | Grid | 79 | Outdoor Field Thermocouple |  | 288091.79 | 4445833.18 |  |  | 200.1621 | No data received from any of the positions.
1 | Grid | 39 | Indoor Field Thermocouple | [6 empty] | No data received at any of the positions.
1 | Grid | 40 | Indoor Field Thermocouple | [6 empty] | No data received at any of the positions.
1 | Grid | 41 | Indoor Field Thermocouple | [6 empty] | No data received at any of the positions.
1 | Grid | 44 | Indoor Field Thermocouple | [6 empty] | No data received at any of the positions.
1 | Grid | 46 | Indoor Field Thermocouple | [6 empty] | No data received at any of the positions.
1 | Grid | 47 | Indoor Field Thermocouple | [6 empty] | No data received at any of the positions.
1 | Grid | 48 | Indoor Field Thermocouple | [6 empty] | No data received at any of the positions.
1 | Grid | West UV | Lidar | UV Lidar 123 | 286125.0549 | 4446196.2249 |  | 2 | 2061.4789
1 | Grid | East UV | Lidar | UV Lidar 121 | 289542.2226 | 4447110.2797 |  | 2 | 2058.2569
1 | Grid | LIF | Lidar | LIF | 291159.4161 | 4445625.0044 |  | ~3.0 | 3051.1284 | Did not collect data for the complete trial time due to difficulties in getting the system sttings configured appropriately for detection.
1 | Grid | WDL | Lidar | WDL | 291174 | 4445628 |  | ~3.0 | 3065.7053
1 | Cameras | Position 1 | HD Camera | Not recorded | 288014.904 | 4445719.088 | 1294.885 | 9.144 | 126.5461 | NW Tower Camera, height is approximately 30 ft
1 | Cameras | Position 2 | HD Camera | Not recorded | 288150.021 | 4445747.47 | 1294.923 | 9.144 | 121.1786 | NE Tower Camera, height is approximately 30 ft
1 | Cameras | Position 3 | HD Camera | Not recorded | 288191.56 | 4445597.12 | 1294.864 | 9.144 | 90.9413 | SE Tower Camera, height is approximately 30 ft
1 | Cameras | Position 4 | HD Camera | Not recorded | 288052.946 | 4445566.446 | 1294.87 | 9.144 | 87.1043 | SW Tower Camera, height is approximately 30 ft
1 | Cameras | Position 5 | HD Camera | Not recorded | 288092.5402 | 4445698.9078 | no survey | 10.6 | 67.0852 | Per camera operator notes, position was on top of Connex 11.4, directly in middle of conjoined connex's. No survey location was obtained. Coordinates are estimates. Cameras faced north.
1 | Cameras | Position 6 | HD Camera | Not recorded | 288092.5402 | 4445698.9078 | no survey | 10.6 | 67.0852 | Same location as Position 5, but Position 6 cameras faced south.
1 | Cameras | Position 7 | HD Camera | Not recorded | 288123.409 | 4445642.851 | no survey | 11.5 | 17.6642 | Per camera operator notes, Position 7 was on a pole extending approx 8 ft north of northwest corner of Connex 4.4. No survey location was obtained. Coordinates are estimates.
1 | Cameras | Position 8 | HD Camera | Not recorded | 287989.981 | 4445601.679 | 1296.494 | 1.524 | 122.5754 | Height is approximately 5 ft
1 | Cameras | Position 9 | HD Camera | Not recorded | 288218.052 | 4445657.929 | 1296.525 | 1.524 | 112.3946 | Height is approximately 5 ft
1 | Cameras | Position 10 | HD Camera | Not recorded | 288285.995 | 4445250.245 | 1296.658 | 1.524 | 422.6266 | Height is approximately 5 ft
1 | Cameras | Position 11 | HD Camera | Not recorded | 288204.79 | 4445225.909 | 1296.591 | 1.524 | 419.0511 | Height is approximately 5 ft
1 | Cameras | Position 12 | HD Camera | Not recorded | 288155.111 | 4445211.172 | 1296.598 | 1.524 | 425.1131 | Height is approximately 5 ft
1 | Cameras | Position 1 | IR Camera | 404004435 | 288014.904 | 4445719.088 | 1294.885 | 9.144 | 126.5461 | NW Tower Camera, height is approximately 30 ft
1 | Cameras | Position 2 | IR Camera | 404004434 | 288150.021 | 4445747.47 | 1294.923 | 9.144 | 121.1786 | NE Tower Camera, height is approximately 30 ft
1 | Cameras | Position 3 | IR Camera | 404004504 | 288191.56 | 4445597.12 | 1294.864 | 9.144 | 90.9413 | SE Tower Camera, height is approximately 30 ft
1 | Cameras | Position 4 | IR Camera | 404004427 | 288052.946 | 4445566.446 | 1294.87 | 9.144 | 87.1043 | SW Tower Camera, height is approximately 30 ft
1 | Cameras | Position 5 | IR Camera | 404004439 | 288092.5402 | 4445698.9078 | no survey | 10.6 | 67.0852 | Per camera operator notes, position was on top of Connex 11.4, directly in middle of conjoined connex's. No survey location was obtained. Coordinates are estimates. Cameras faced north.
1 | Cameras | Position 6 | IR Camera | 404004478 | 288092.5402 | 4445698.9078 | no survey | 10.6 | 67.0852 | Same location as Position 5, but Position 6 cameras faced south.
1 | Cameras | Position 7 | IR Camera | 404004426 | 288123.409 | 4445642.851 | no survey | 11.5 | 17.6642 | Per camera operator notes, Position 7 was on a pole extending approx 8 ft north of northwest corner of Connex 4.4. No survey location was obtained. Coordinates are estimates.
1 | Cameras | Position 7 | HS Camera | 7945 | 288123.409 | 4445642.851 | no survey | 11.5 | 17.6642 | Per camera operator notes, Position 7 was on a pole extending approx 8 ft north of northwest corner of Connex 4.4. No survey location was obtained. Coordinates are estimates.
1 | Cameras | Position 8 | HS Camera | 13688 | 287989.981 | 4445601.679 | 1296.494 | 1.524 | 122.5754 | Height is approximately 5 ft
1 | Cameras | Position 9 | HS Camera | 11876 | 288218.052 | 4445657.929 | 1296.525 | 1.524 | 112.3946 | Height is approximately 5 ft

## Trial 2
Trial | Group | Location | Type | Unit Serial Number | Easting (m) | Northing (m) | Elevation (m) | Height Above Elevation (m) | Distance to Release Point (m) | Comments
2 | Field | 11K-TR01 | ToxiRAE | 1370 | 293609.2 | 4455160.2 | 1297.889 | 0.3 | 11000.641
2 | Field | 11K-TR02 | ToxiRAE | 1424 | 292758 | 4455603.3 | 1297.499 | 0.3 | 11000.5743
2 | Field | 11K-TR03 | ToxiRAE | 1365 | 291871.4 | 4455970.6 | 1296.909 | 0.3 | 11000.5647
2 | Field | 11K-TR04 | ToxiRAE | 1431 | 290956.2 | 4456259.2 | 1296.184 | 0.3 | 11000.5357
2 | Field | 11K-TR05 | ToxiRAE | 1961 | 290019.3 | 4456466.8 | 1295.569 | 0.3 | 11000.3626
2 | Field | 11K-TR06 | ToxiRAE | 1951 | 289067.9 | 4456592.1 | 1294.838 | 0.3 | 11000.3347
2 | Field | 11K-TR07 | ToxiRAE | 1443 | 288109.2 | 4456634 | 1294.304 | 0.3 | 11000.3
2 | Field | 11K-TR08 | ToxiRAE | 1356 | 287150.5 | 4456592.1 | 1293.674 | 0.3 | 11000.1778
2 | Field | 11K-TR09 | ToxiRAE | 1371 | 286199.1 | 4456466.8 | 1293.346 | 0.3 | 11000.05
2 | Field | 11K-TR10 | ToxiRAE | 1441 | 285262.2 | 4456259.1 | 1293.014 | 0.3 | 10999.9732
2 | Field | 11K-TR11 | ToxiRAE | 1364 | 285262.2 | 4456259.1 | 1293.014 | 0.3 | 10999.9732
2 | Field | 11K-TR12 | ToxiRAE | 1458 | 284347 | 4455970.6 | 1292.977 | 0.3 | 10999.9491
2 | Field | 11K-TR13 | ToxiRAE | 1432 | 283460.4 | 4455603.3 | 1292.785 | 0.3 | 10999.8136
2 | Field | 11K-TR14 | ToxiRAE | 1956 | 282609.2 | 4455160.2 | 1292.346 | 0.3 | 10999.741
2 | Field | 11K-TR15 | ToxiRAE | 1390 | 281799.8 | 4454644.6 | 1292.276 | 0.3 | 10999.7041
2 | Field | 11K-TR16 | ToxiRAE | 1398 | 281038.5 | 4454060.4 | 1292.227 | 0.3 | 10999.6066
2 | Field | 11K-TR17 | ToxiRAE | 1388 | 280331 | 4453412.1 | 1292.222 | 0.3 | 10999.541
2 | Field | 11K-TR18 | ToxiRAE | 1473 | 279682.7 | 4452704.6 | 1292.277 | 0.3 | 10999.471
2 | Field | 11K-TR19 | ToxiRAE | 1460 | 279098.5 | 4451943.3 | 1292.427 | 0.3 | 10999.434
2 | Field | 11K-TR20 | ToxiRAE | 1964 | 278582.9 | 4451134 | 1292.585 | 0.3 | 10999.3884
2 | Field | 5K-TR01 | ToxiRAE | 1352 | 290417.9 | 4450069 | 1296.19 | 0.3 | 5000.6138
2 | Field | 5K-TR02 | ToxiRAE | 1969 | 290022.6 | 4450253.4 | 1295.865 | 0.3 | 5000.6172
2 | Field | 5K-TR03 | ToxiRAE | 1355 | 289612.7 | 4450402.5 | 1295.438 | 0.3 | 5000.4673
2 | Field | 5K-TR04 | ToxiRAE | 1978 | 289191.4 | 4450515.5 | 1295.27 | 0.3 | 5000.5077
2 | Field | 5K-TR05 | ToxiRAE | 1979 | 288761.8 | 4450591.2 | 1294.903 | 0.3 | 5000.3868
2 | Field | 5K-TR06 | ToxiRAE | 1981 | 288327.2 | 4450629.2 | 1294.889 | 0.3 | 5000.2937
2 | Field | 5K-TR07 | ToxiRAE | 1448 | 287891.1 | 4450629.2 | 1294.533 | 0.3 | 5000.2196
2 | Field | 5K-TR08 | ToxiRAE | 1468 | 287456.6 | 4450591.2 | 1294.315 | 0.3 | 5000.1519
2 | Field | 5K-TR09 | ToxiRAE | 1963 | 287027 | 4450515.4 | 1294.015 | 0.3 | 5000.0205
2 | Field | 5K-TR10 | ToxiRAE | 1396 | 287027 | 4450515.4 | 1294.015 | 0.3 | 5000.0205
2 | Field | 5K-TR11 | ToxiRAE | 1430 | 286605.6 | 4450402.5 | 1293.795 | 0.3 | 4999.9561
2 | Field | 5K-TR12 | ToxiRAE | 1426 | 286195.8 | 4450253.3 | 1293.696 | 0.3 | 4999.836
2 | Field | 5K-TR13 | ToxiRAE | 1433 | 285800.4 | 4450069 | 1293.519 | 0.3 | 4999.8288
2 | Field | 5K-TR14 | ToxiRAE | 1977 | 285422.7 | 4449850.9 | 1293.637 | 0.3 | 4999.7223 | elevated baseline (>0.4) hours leading up to trial, but ~0.1ppm during trial; bumped fine
2 | Field | 5K-TR15 | ToxiRAE | 1446 | 285065.4 | 4449600.7 | 1293.566 | 0.3 | 4999.6329 | elevated baseline (0.3) hours leading up to trial, but 0-0.1ppm during trial; bumped fine
2 | Field | 5K-TR16 | ToxiRAE | 1386 | 284731.2 | 4449320.3 | 1293.611 | 0.3 | 4999.5824
2 | Field | 5K-TR17 | ToxiRAE | 1368 | 284422.8 | 4449011.9 | 1293.52 | 0.3 | 4999.5145
2 | Field | 5K-TR18 | ToxiRAE | 1378 | 284142.4 | 4448677.8 | 1293.722 | 0.3 | 4999.4907
2 | Field | 5K-TR19 | ToxiRAE | 1395 | 283892.2 | 4448320.4 | 1293.813 | 0.3 | 4999.3856 | elevated baseline (0.3-0.4) hours leading up to trial, ~0.1ppm during trial; bumped fine
2 | Field | 2K-MR01 | MiniRAE | 3323 | 289109.2 | 4447366 | 1295.787 | 0.3 | 2000.6659 | (post bump conc not reported); *spanned with 290 and pre-bumped w/500;
2 | Field | 2K-MR02 | MiniRAE | 4388 | 288954.4 | 4447446.6 | 1295.908 | 0.3 | 2000.6228 | (post bump conc not reported); *spanned with 290 and pre-bumped w/500;
2 | Field | 2K-MR03 | MiniRAE | 8335 | 288790.7 | 4447506.3 | 1295.89 | 0.3 | 1993.0631 | *spanned with 290 and pre-bumped w/500; **post-bumped w/290
2 | Field | 2K-MR04 | MiniRAE | 4734 | 288626.8 | 4447565.8 | 1295.706 | 0.3 | 2000.4631 | *spanned with 290 and pre-bumped w/500; **post-bumped w/290
2 | Field | 2K-MR05 | MiniRAE | 4501 | 288456.5 | 4447603.6 | 1295.604 | 0.3 | 2000.4373 | datalogger wiped…Cl2 suspected
2 | Field | 2K-MR06 | MiniRAE | 4451 | 288283.5 | 4447626.4 | 1295.452 | 0.3 | 2000.387 | *spanned with 290 and pre-bumped w/500; **post-bumped w/290
2 | Field | 2K-MR07 | MiniRAE | 3779 | 288109.2 | 4447634 | 1295.26 | 0.3 | 2000.3002
2 | Field | 2K-MR08 | MiniRAE | 4323 | 287934.9 | 4447626.3 | 1295.089 | 0.3 | 2000.1306
2 | Field | 2K-MR09 | MiniRAE | 4690 | 287761.9 | 4447603.5 | 1294.992 | 0.3 | 2000.0262 | peak at 09:31
2 | Field | 2K-MR10 | MiniRAE | 4242 | 287593.5 | 4447558.6 | 1294.891 | 0.3 | 1992.5509 | peak at 09:31
2 | Field | 2K-MR11 | MiniRAE | 4698 | 287593.5 | 4447558.6 | 1294.891 | 0.3 | 1992.5509 | peak at 09:31
2 | Field | 2K-MR12 | MiniRAE | 4341 | 287425.1 | 4447513.3 | 1294.638 | 0.3 | 1999.9146 | no peaks at expected time; weird high readings at 10:11, 10:15, 10:44, 10:48; but normal response peak at 10:40, 11:40, and 11:52…but to what?
2 | Field | 2K-MR13 | MiniRAE | 4550 | 287267.1 | 4447439.8 | 1294.526 | 0.3 | 1992.3892 | baseline noise ~1 ppm, no increase at expected Cl2 arrival
2 | Field | 2K-MR14 | MiniRAE | 4754 | 287109.2 | 4447366 | 1294.532 | 0.3 | 1999.766
2 | Field | 2K-MR15 | MiniRAE | 4736 | 286962 | 4447272.2 | 1294.523 | 0.3 | 1999.6715
2 | Field | 2K-MR16 | MiniRAE | 4778 | 286828.4 | 4447160.2 | 1294.416 | 0.3 | 1992.0708
2 | Field | 2K-MR17 | MiniRAE | 4732 | 286694.9 | 4447048.1 | 1294.379 | 0.3 | 1999.5567
2 | Field | 2K-MR18 | MiniRAE | 9748 | 286577.1 | 4446919.5 | 1294.467 | 0.3 | 1999.4637 | (post bump conc not reported); *spanned with 290 and pre-bumped w/500;
2 | Field | 2K-MR19 | MiniRAE | 3776 | 286470.8 | 4446781.1 | 1294.46 | 0.3 | 1999.4832
2 | Field | 2K-MR20 | MiniRAE | 4772 | 286377.1 | 4446633.9 | 1294.381 | 0.3 | 1999.3633
2 | Field | 1K-MR01 | MiniRAE | 681 | 288570.9 | 4446521 | 1295.229 | 0.3 | 1000.6498
2 | Field | 1K-MR02 | MiniRAE | 3781 | 288491.8 | 4446557.8 | 1295.095 | 0.3 | 1000.5164 | label is 3781, computer/data output shows 4335
2 | Field | 1K-MR03 | MiniRAE | 4750 | 288408.8 | 4446584.1 | 1295.128 | 0.3 | 996.775 | MISSING Pre-BUMP, not on datalogger, so likely not performed
2 | Field | 1K-MR04 | MiniRAE | 4753 | 288325.7 | 4446610.2 | 1295.022 | 0.3 | 1000.4074
2 | Field | 1K-MR05 | MiniRAE | 8048 | 288239.7 | 4446625.4 | 1294.975 | 0.3 | 1000.3674
2 | Field | 1K-MR06 | MiniRAE | 4392 | 288152.8 | 4446633 | 1294.956 | 0.3 | 1000.2903
2 | Field | 1K-MR07 | MiniRAE | 3414 | 288065.6 | 4446633 | 1294.947 | 0.3 | 1000.2119 | label is 3414, computer/data output shows 1762
2 | Field | 1K-MR08 | MiniRAE | 4507 | 287978.6 | 4446625.3 | 1294.824 | 0.3 | 1000.0463
2 | Field | 1K-MR09 | MiniRAE | 4726 | 287892.7 | 4446610.3 | 1294.798 | 0.3 | 1000.1155
2 | Field | 1K-MR10 | MiniRAE | 4765 | 287892.7 | 4446610.3 | 1294.798 | 0.3 | 1000.1155
2 | Field | 1K-MR11 | MiniRAE | 4757 | 287808.5 | 4446587.6 | 1294.735 | 0.3 | 999.9026
2 | Field | 1K-MR12 | MiniRAE | 2761 | 287726.5 | 4446557.8 | 1294.69 | 0.3 | 999.866
2 | Field | 1K-MR13 | MiniRAE | 4334 | 287647.4 | 4446520.9 | 1294.672 | 0.3 | 999.7763
2 | Field | 1K-MR14 | MiniRAE | 4438 | 287571.9 | 4446477.4 | 1294.686 | 0.3 | 999.7773
2 | Field | 1K-MR15 | MiniRAE | 2818 | 287500.4 | 4446427.3 | 1294.714 | 0.3 | 999.6716
2 | Field | 1K-MR16 | MiniRAE | 6071 | 287433.6 | 4446371.3 | 1294.656 | 0.3 | 999.6369
2 | Field | 1K-MR17 | MiniRAE | 4400 | 287371.9 | 4446309.5 | 1294.603 | 0.3 | 999.4952
2 | Field | 1K-MR18 | MiniRAE | 4747 | 287315.8 | 4446242.7 | 1294.644 | 0.3 | 999.4685 | datalogger wiped…Cl2 suspected
2 | Field | 1K-MR19 | MiniRAE | 4780 | 287265.8 | 4446171.3 | 1294.658 | 0.3 | 999.4098
2 | Field | 500M-MR01 | MiniRAE | 4730 | 288359.2 | 4446066.9 | 1295.063 | 0.4 | 500.6127
2 | Field | 500M-MR02 | MiniRAE | 4540 | 288320.5 | 4446087.1 | 1295.082 | 0.4 | 500.6
2 | Field | 500M-MR03 | MiniRAE | 4756 | 288280.2 | 4446103.8 | 1295.067 | 0.4 | 500.5433
2 | Field | 500M-MR04 | MiniRAE | 4719 | 288238.6 | 4446116.9 | 1294.957 | 0.4 | 500.4601
2 | Field | 500M-MR05 | MiniRAE | 4737 | 288196 | 4446126.4 | 1294.869 | 0.4 | 500.4444
2 | Field | 500M-MR06 | MiniRAE | 4746 | 288152.7 | 4446132 | 1294.941 | 0.4 | 500.2742
2 | Field | 500M-MR07 | MiniRAE | 4748 | 288109.2 | 4446134 | 1294.855 | 0.4 | 500.3008
2 | Field | 500M-MR08 | MiniRAE | 4728 | 288065.6 | 4446132.1 | 1294.875 | 0.4 | 500.2258
2 | Field | 500M-MR09 | MiniRAE | 240 | 288022.4 | 4446126.4 | 1294.91 | 0.4 | 500.1321
2 | Field | 500M-MR10 | MiniRAE | 4759 | 287979.8 | 4446116.9 | 1294.924 | 0.4 | 499.9945
2 | Field | 500M-MR11 | MiniRAE | 4710 | 287979.8 | 4446116.9 | 1294.924 | 0.4 | 499.9945
2 | Field | 500M-MR12 | MiniRAE | 3783 | 287938.2 | 4446103.8 | 1294.922 | 0.4 | 499.928
2 | Field | 500M-MR13 | MiniRAE | 4700 | 287897.9 | 4446087.1 | 1294.892 | 0.4 | 499.8397 | Datalogger wiped, Cl2 suspected.
2 | Field | 500M-MR14 | MiniRAE | 4764 | 287859.2 | 4446066.9 | 1294.863 | 0.4 | 499.713
2 | Field | 500M-MR15 | MiniRAE | 4768 | 287822.4 | 4446043.5 | 1294.853 | 0.4 | 499.6747
2 | Field | 500M-MR16 | MiniRAE | 4696 | 287787.8 | 4446017 | 1294.831 | 0.4 | 499.639
2 | Field | 500M-MR17 | MiniRAE | 4784 | 287755.6 | 4445987.5 | 1294.851 | 0.4 | 499.5715
2 | Field | 500M-MR18 | MiniRAE | 4769 | 287726.2 | 4445955.4 | 1294.833 | 0.4 | 499.491
2 | Field | 500M-MR19 | MiniRAE | 4766 | 287699.6 | 4445920.7 | 1294.804 | 0.4 | 499.4043
2 | Field | 500M-MR20 | MiniRAE | 4755 | 287676.2 | 4445883.9 | 1294.771 | 0.4 | 499.31
2 | Field | 200M-MR01 | MiniRAE | 4506 | 288193.7 | 4445815.2 | 1294.968 | 1.5 | 200.5877 | max conc. at 09:29 hrs
2 | Field | 200M-MR02 | MiniRAE | 4724 | 288160.9 | 4445827.1 | 1294.947 | 1.5 | 200.4253
2 | Field | 200M-MR03 | MiniRAE | 4712 | 288126.6 | 4445833.2 | 1294.918 | 1.5 | 200.3376
2 | Field | 200M-MR04 | MiniRAE | 4718 | 288091.8 | 4445833.2 | 1294.915 | 1.5 | 200.1812
2 | Field | 200M-MR05B | MiniRAE | 4733 | 288057.5 | 4445827.2 | 1294.882 | 3 | 200.0572
2 | Field | 200M-MR05T | MiniRAE | 1048 | 288057.5 | 4445827.2 | 1294.882 | 6 | 200.0572
2 | Field | 200M-MR06B | MiniRAE | 4771 | 288024.6 | 4445815.2 | 1294.856 | 3 | 199.8698
2 | Field | 200M-MR06T | MiniRAE | 4782 | 288024.6 | 4445815.2 | 1294.856 | 6 | 199.8698
2 | Field | 200M-MR07B | MiniRAE | 4777 | 287994.5 | 4445797.8 | 1294.837 | 1.5 | 199.6979
2 | Field | 200M-MR07M | MiniRAE | 4389 | 287994.5 | 4445797.8 | 1294.837 | 3 | 199.6979
2 | Field | 200M-MR08 | MiniRAE | 3786 | 287967.8 | 4445775.4 | 1294.8 | 1.5 | 199.5473
2 | Field | 200M-MR09 | MiniRAE | 4412 | 287945.3 | 4445748.7 | 1294.832 | 1.5 | 199.4843
2 | Field | 200M-MR10 | MiniRAE | 4762 | 287928 | 4445718.5 | 1294.815 | 1.5 | 199.2464
2 | Field | 200M-MR11 | MiniRAE | 4499 | 287916 | 4445582.2 | 1294.81 | 0.4 | 199.0767
2 | Field | 200M-MR12 | MiniRAE | 3882 | 288009.2 | 4445460.7 | 1294.821 | 0.4 | 199.3735
2 | Field | 200M-MR13 | MiniRAE | 4775 | 288160.9 | 4445440.8 | 1295.228 | 0.4 | 199.9429
2 | Field | 200M-MR14 | MiniRAE | 4714 | 288282.4 | 4445534 | 1294.961 | 0.4 | 200.6263
2 | Field | 200M-MR15 | MiniRAE | 3880 | 288302.3 | 4445685.7 | 1295.01 | 0.4 | 200.8482
2 | Field | 200M-MR16 | MiniRAE | 4404 | 288223.9 | 4445797.8 | 1294.96 | 0.4 | 200.7291 | data present, but should have hits. Note on paperwork says cant smell anything, which they explained means no smell of chlorine. Also, they verbally noted that they looked for lamp and pump errors and saw none.
2 | Indoor Study | LC-MR01 | MiniRAE | 4330
2 | Indoor Study | LC-MR02 | MiniRAE | 4729
2 | Indoor Study | LC-MR03 | MiniRAE | 2846
2 | Indoor Study | LC-MR04 | MiniRAE | 4725
2 | Indoor Study | LC-MR05 | MiniRAE | 4749
2 | Indoor Study | LC-MR06 | MiniRAE | 3377
2 | Indoor Study | LC-MR07 | MiniRAE | 3784 | [5 empty] | stand
2 | Indoor Study | LC-MR08 | MiniRAE | 4387 | [5 empty] | stand
2 | Indoor Study | LC-MR09 | MiniRAE | 4745 | [5 empty] | floor
2 | Indoor Study | LC-MR10 | MiniRAE | 4721 | [5 empty] | floor
2 | Indoor Study | LC-MR11 | MiniRAE | 4716 | [5 empty] | small stand
2 | Indoor Study | LC-MR12 | MiniRAE | 4713 | [5 empty] | small stand door
2 | Indoor Study | LC-MR13 | MiniRAE | 4735 | [5 empty] | small stand door
2 | Indoor Study | LC-MR14 | MiniRAE | 2850 | [5 empty] | floor
2 | Indoor Study | LC-MR15 | MiniRAE | 4720 | [5 empty] | floor
2 | Indoor Study | LC-MR16 | MiniRAE | 4744 | [5 empty] | large stand door
2 | Indoor Study | LC-MR17 | MiniRAE | 4722 | [5 empty] | large stand door
2 | Indoor Study | LC-MR18 | MiniRAE | 4758 | [5 empty] | floor
2 | Indoor Study | LC-MR19 | MiniRAE | 3785 | [5 empty] | floor
2 | Indoor Study | LC-MR20 | MiniRAE | 4342
2 | Indoor Study | LC-MR21 | MiniRAE | 4408
2 | Indoor Study | LC-MR22 | MiniRAE | 4407
2 | Indoor Study | T3-MR01 | MiniRAE | 4770
2 | Indoor Study | T3-MR02 | MiniRAE | 4783
2 | Indoor Study | T3-MR03 | MiniRAE | 4405 | [5 empty] | TOP OF STAND
2 | Indoor Study | T3-MR04 | MiniRAE | 4743 | [5 empty] | TOP OF STAND
2 | Indoor Study | T3-MR05 | MiniRAE | 4738 | [5 empty] | FLOOR; Lamp error during post-Trial Bump (not resolved);
2 | Indoor Study | T3-MR06 | MiniRAE | 4779 | [5 empty] | FLOOR
2 | Indoor Study | T3-MR07 | MiniRAE | 4429 | [5 empty] | 3 PACK FLOOR (n) Even though its named as a ToxiRAE, the file header shows it is a MiniRAE.
2 | Indoor Study | T3-MR08 | MiniRAE | 4789 | [5 empty] | 3 PACK FLOOR (n)
2 | Indoor Study | T3-MR09 | MiniRAE | 2851 | [5 empty] | 3 PACK FLOOR (n)
2 | Indoor Study | T3-MR10 | MiniRAE | 4723 | [5 empty] | 3 PACK FLOOR (S)
2 | Indoor Study | T3-MR11 | MiniRAE | 3772 | [5 empty] | 3 PACK FLOOR (S)
2 | Indoor Study | T3-MR12 | MiniRAE | 4785 | [5 empty] | 4 PACK FLOOR (S)
2 | UVU Vehicles | V1-DUMMY | ToxiRAE | 1377
2 | UVU Vehicles | V1-GAS PEDAL | ToxiRAE | 1372
2 | UVU Vehicles | V1-NOSE | ToxiRAE | 1434
2 | UVU Vehicles | V2-CLUTCH | ToxiRAE | 1982
2 | UVU Vehicles | V2-NOSE | ToxiRAE | 1457
2 | UVU Vehicles | V3-BRAKE PEDAL | ToxiRAE | 1374 | [5 empty] | weird results; appears sensor going bad…replace!
2 | UVU Vehicles | V3-VISOR | ToxiRAE | 1438
2 | UVU Vehicles | V4-GAS PEDAL | ToxiRAE | 1678
2 | UVU Vehicles | V4-NOSE | ToxiRAE | 1984
2 | UVU Vehicles | V5-GAS PEDAL | ToxiRAE | 1983
2 | UVU Vehicles | V5-NOSE | ToxiRAE | 1435
2 | UVU Vehicles | V6-GAS PEDAL | ToxiRAE | 1955
2 | UVU Vehicles | V6-NOSE | ToxiRAE | 1391
2 | UVU Vehicles | V7-GAS PEDAL | ToxiRAE | 1952
2 | UVU Vehicles | V7-NOSE | ToxiRAE | 1358
2 | Urban | CTM1 | MiniRAE | 4774 |  |  |  | 6
2 | Urban | CTM2 | MiniRAE | 4339 |  |  |  | 6 |  | datalogger wiped, instrument froze up…Cl2 suspected
2 | Urban | CTM3 | MiniRAE | 3771 |  |  |  | 3
2 | Urban | CTM4 | MiniRAE | 4715 |  |  |  | 3
2 | Urban | M114MS1 | MiniRAE | 4717 | [5 empty] | Specific roof location on roof not annotated.
2 | Urban | M114MS2 | MiniRAE | 4335 | [5 empty] | Specific roof location on roof not annotated.
2 | Urban | M114MS3 | MiniRAE | 4786 | [5 empty] | Pump error during trial, data not useful. Specific roof location on roof not annotated.
2 | Urban | M73T | MiniRAE | 4711 | 288100.8 | 4445666.4 | 1295.28 |  | 33.5491
2 | Urban | M94T | MiniRAE | 4763 | 288096.3 | 4445684.1 | 1295.268 |  | 51.8089
2 | Urban | P03B | MiniRAE | 4741 | 288092 | 4445734.3 | 1294.91 | 3 | 101.912 | P-03B, means B for bottom RAE location, which is 3 m
2 | Urban | P03T | MiniRAE | 4505 | 288092 | 4445734.3 | 1294.91 | 6 | 101.912 | P-03T, means T for top RAE location, which is 6 m
2 | Urban | P04B | MiniRAE | 3412 | 288062.5 | 4445726.7 | 1294.902 | 3 | 103.666 | P-04B, means B for bottom RAE location, which is 3 m
2 | Urban | P04T | MiniRAE | 4742 | 288062.5 | 4445726.7 | 1294.902 | 6 | 103.666 | P-04T, means T for top RAE location, which is 6 m
2 | Grid | PJ13 | GRIMM | 9G130020 | 288170.2 | 4445607.8 | 1295.2 | 1.1 | 67.1001 | Grimm unit #2.
2 | Grid | PC2 | GRIMM | 9G130021 | 288121.5 | 4445742 | 1294.9 | 1.1 | 109.1015 | Grimm unit #3.
2 | Interior | trailer3CLeft | Canary | 1 |  |  |  | 0.8
2 | Interior | trailer3CMiddle | Canary | 2 |  |  |  | 0.3
2 | Interior | trailer3CRight | Canary | 3 |  |  |  | 0.3
2 | Interior | longconnexfanroomCmid | Canary | 4 |  |  |  | 0.3
2 | Interior | longconnexcrackroomCdoor | Canary | 5 |  |  |  | 0.3
2 | Interior | longconnexfanroomCdoor | Canary | 6 |  |  |  | 0.3
2 | Interior | longconnexcrackroomCleft | Canary | 7 |  |  |  | 0.9
2 | Interior | longconnexfanroomCright | Canary | 8 |  |  |  | 1.8
2 | Pad | C122 | Canary | 9 | 288062.89 | 4445703.87 | 1295.28 | 0.3 | 83.5817
2 | Pad | C125 | Canary | 10 | 288089.47 | 4445710.7 | 1295.29 | 0.3 | 79.269
2 | Pad | CP05 | Canary | 11 | 288032.92 | 4445719.09 | 1294.92 | 0.3 | 113.9017
2 | Pad | CP04 | Canary | 12 | 288062.46 | 4445726.67 | 1294.9 | 0.3 | 103.6568
2 | Pad | CP03 | Canary | 13 | 288091.95 | 4445734.27 | 1294.91 | 0.3 | 101.8904
2 | Pad | CP02 | Canary | 14 | 288121.48 | 4445741.85 | 1294.92 | 0.3 | 108.9501
2 | Pad | C128 | Canary | 15 | 288116.02 | 4445717.49 | 1295.38 | 0.3 | 84.1449
2 | Pad | C75 | Canary | 16 | 288136.24 | 4445675.51 | 1295.26 | 3 | 50.2864
2 | Field | 200M-C04 | Canary | 17 | 288091.79 | 4445833.18 | 1294.92 | 0.3 | 200.1621
2 | Pad | C71 | Canary | 18 | 288065.41 | 4445657.33 | 1295.24 | 3 | 48.9687
2 | Field | 200M-C05 | Canary | 19 | 288057.45 | 4445827.16 | 1294.88 | 0.3 | 200.0312
2 | Field | 200M-C06 | Canary | 20 | 288024.63 | 4445815.18 | 1294.86 | 0.3 | 199.8391
2 | Pad | J91 | JAZ | 1 | 288060.86 | 4445675.04 | 1295.29 | 0.3 | 62.9249 | instrument failed to collect data
2 | Pad | J114-D | JAZ | 2 |  | survey data not collected |  | 0.3
2 | Pad | J71 | JAZ | 3 | 288065.41 | 4445657.33 | 1295.24 | 0.3 | 48.9687
2 | Pad | J75 | JAZ | 4 | 288136.24 | 4445675.51 | 1295.26 | 0.3 | 50.2864
2 | Pad | J85 | JAZ | 5 | 288098.55 | 4445675.27 | 1295.28 | 0.3 | 42.6981
2 | Pad | JP10 | JAZ | 6 | 288081.63 | 4445585.1 | 1295.26 | 0.3 | 55.4369
2 | Pad | J97 | JAZ | 7 | 288131.71 | 4445693.24 | 1295.25 | 0.3 | 63.9769 | instrument failed to collect data
2 | Pad | J115-R | JAZ | 8 | 288107.96 | 4445699.75 | 1295.86 | 0.3 | 66.0509
2 | Pad | J15 | JAZ | 9 | 288149.88 | 4445622.35 | 1295.31 | 0.3 | 43.1013
2 | Pad | NA | JAZ | 10 | NA | NA | NA |  | NA | out of service; not placed.
2 | Pad | J11 | JAZ | 11 | 288079.01 | 4445604.19 | 1295.23 | 0.3 | 41.5782
2 | Pad | JP13 | JAZ | 12 | 288170.24 | 4445607.83 | 1295.23 | 0.3 | 67.1254
2 | Pad | J94 | JAZ | 13 | 288096.25 | 4445684.11 | 1295.27 | 0.3 | 51.8302
2 | Pad | J115-L | JAZ | 14 | 288107.96 | 4445699.75 | 1295.86 | 0.3 | 66.0509
2 | Pad | J113-L | JAZ | 15 | 288081.39 | 4445692.92 | 1295.86 | 0.3 | 65.0473 | instrument failed to collect data
2 | Pad | J113-R | JAZ | 16 | 288081.39 | 4445692.92 | 1295.86 | 0.3 | 65.0473
2 | NA | SentrySend1/SentryReceive1 | Sentry | 101 | sender=287557 receiver=288544 | sender=4445552 receiver=4445817 |  | 1.5 | NA
2 | NA | SentrySend2/SentryReceive2 | Sentry | 102 | sender=287548 receiver=288534 | sender=4445599 receiver=4445846 |  | 1.5 | NA
2 | Playa | 1 | PWIDS | 52 | 278619.8 | 4451261.3 | NA | 2 | 11031.8409
2 | Playa | 2 | PWIDS | 66 | 281477.8 | 4454463.2 | NA | 2 | 11041.902
2 | Playa | 3 | PWIDS | 27 | 285343.6 | 4456327.9 | NA | 2 | 11045.7901
2 | Playa | 4 | PWIDS | 41 | 289628.6 | 4456571.3 | NA | 2 | 11042.7535
2 | Playa | 5 | PWIDS | 91 | 293680.7 | 4455156.2 | NA | 2 | 11033.116
2 | Playa | 6 | PWIDS | 77 | 283789.6 | 4448216 | NA | 2 | 5031.8429
2 | Playa | 7 | PWIDS | 109 | 285088.6 | 4449671.5 | NA | 2 | 5042.0647
2 | Playa | 8 | PWIDS | 11 | 286845.9 | 4450519 | NA | 2 | 5045.7715
2 | Playa | 9 | PWIDS | 46 | 288793.6 | 4450629.6 | NA | 2 | 5042.6831
2 | Playa | 10 | PWIDS | 23 | 290635.5 | 4449986.4 | NA | 2 | 5033.1637
2 | Playa | 11 | PWIDS | 113 | 286374.5 | 4446693.3 | NA | 2 | 2031.9485
2 | Playa | 12 | PWIDS | 40 | 286894.1 | 4447275.6 | NA | 2 | 2042.0865
2 | Playa | 13 | PWIDS | 83 | 287597 | 4447614.6 | NA | 2 | 2045.8232
2 | Playa | 14 | PWIDS | 106 | 288376.1 | 4447658.9 | NA | 2 | 2042.8294
2 | Playa | 15 | PWIDS | 32 | 289112.8 | 4447401.5 | NA | 2 | 2033.2578
2 | Playa | 16 | PWIDS | 108 | 287236.1 | 4446185.8 | NA | 2 | 1032.2535
2 | Playa | 17 | PWIDS | 7 | 287847.4 | 4446646.5 | NA | 2 | 1045.8645
2 | Playa | 18 | PWIDS | 84 | 288605.3 | 4446539.9 | NA | 2 | 1033.5412
2 | Playa | 19 | PWIDS | 44 | 288138.9 | 4445541.6 | NA | 2 | 97.0503
2 | Playa | 20 | PWIDS | 36 | 283474.8 | 4443576 | NA | 2 | 5069.8572
2 | Playa | 21 | PWIDS | 54 | 284442.9 | 4443827 | NA | 2 | 4086.4804
2 | Playa | 22 | PWIDS | 30 | 285410.8 | 4444077.8 | NA | 2 | 3114.0538
2 | Playa | 23 | PWIDS | 2 | 286378.9 | 4444328.7 | NA | 2 | 2166.5293
2 | Playa | 24 | PWIDS | 55 | 287346.9 | 4444579.6 | NA | 2 | 1300.3295
2 | Playa | 25 | PWIDS | 48 | 288314.9 | 4444830.5 | NA | 2 | 829.3454
2 | Playa | 26 | PWIDS | 82 | 289282.9 | 4445081.3 | NA | 2 | 1298.0104
2 | Playa | 27 | PWIDS | 56 | 290250.9 | 4445332.3 | NA | 2 | 2163.6952
2 | Playa | 28 | PWIDS | 90 | 291219 | 4445583.1 | NA | 2 | 3111.1115
2 | Playa | 29 | PWIDS | 107 | 292186.9 | 4445834 | NA | 2 | 4083.5154
2 | Playa | 30 | PWIDS | 79 | 293155 | 4446084.9 | NA | 2 | 5066.8296
2 | Playa | 31 | PWIDS | 4 | 288573.7 | 4443864.6 | NA | 2 | 1829.2928
2 | Playa | 32 | PWIDS | 81 | 288832.5 | 4442898.6 | NA | 2 | 2829.3529
2 | Playa | 33 | PWIDS | 104 | 289091.4 | 4441932.7 | NA | 2 | 3829.3455
2 | Playa | 34 | PWIDS | 103 | 289350.2 | 4440966.8 | NA | 2 | 4829.3137
2 | Grid | 1 | Outdoor Field Thermocouple |  | 288086.22 | 4445649.74 |  |  | 27.2912 | No data received from any of the positions.
2 | Grid | 2 | Outdoor Field Thermocouple |  | 288132.74 | 4445662.02 |  |  | 37.4077 | No data received from 240 cm height.
2 | Grid | 3 | Outdoor Field Thermocouple |  | 288136.24 | 4445675.51 |  |  | 50.2864 | No data received from any of the positions.
2 | Grid | 4 | Outdoor Field Thermocouple |  | 288088.53 | 4445659.98 |  |  | 32.886 | No data received from 240 cm height.
2 | Grid | 5 | Outdoor Field Thermocouple |  | 288130.5 | 4445661.4 |  |  | 35.4983 | No data received from any of the positions.
2 | Grid | 6 | Outdoor Field Thermocouple |  | 288116.19 | 4445663.59 |  |  | 30.9138 | No data received from 240 cm height.
2 | Grid | 7 | Outdoor Field Thermocouple |  | 288089.38 | 4445656.74 |  |  | 29.8129
2 | Grid | 8 | Outdoor Field Thermocouple |  | 288128.15 | 4445660.76 |  |  | 33.5599 | No data received from 240 cm height.
2 | Grid | 9 | Outdoor Field Thermocouple |  | 288090.64 | 4445650.38 |  |  | 24.2919 | No data received from any of the positions.
2 | Grid | 10 | Outdoor Field Thermocouple |  | 288126.23 | 4445659.72 |  |  | 31.5995 | No data received from 240 cm height.
2 | Grid | 11 | Outdoor Field Thermocouple |  | 288097.78 | 4445658.83 |  |  | 27.2431 | No data received from 240 cm height.
2 | Grid | 12 | Outdoor Field Thermocouple |  | 288062.89 | 4445703.87 |  |  | 83.5817 | No data received from any of the positions.
2 | Grid | 13 | Outdoor Field Thermocouple |  | 288072.54 | 4445690.64 |  |  | 67.2379 | No data received from any of the positions.
2 | Grid | 14 | Outdoor Field Thermocouple |  | 288096.92 | 4445662.08 |  |  | 30.5766 | No data received from 30 or 60 cm height.
2 | Grid | 15 | Outdoor Field Thermocouple |  | 288065.41 | 4445657.33 |  |  | 48.9687 | No data received from any of the positions.
2 | Grid | 16 | Outdoor Field Thermocouple |  | 288088.46 | 4445650.32 |  |  | 25.8815 | No data received from any of the positions.
2 | Grid | 17 | Outdoor Field Thermocouple |  | 288107.96 | 4445699.75 |  |  | 66.0509 | No data received from any of the positions.
2 | Grid | 18 | Outdoor Field Thermocouple |  | 288084.4 | 4445693.49 |  |  | 64.3899
2 | Grid | 19 | Outdoor Field Thermocouple |  | 288115.32 | 4445666.84 |  |  | 33.8754 | No data received from any of the positions.
2 | Grid | 20 | Outdoor Field Thermocouple |  | 288100.82 | 4445666.4 |  |  | 33.5446 | No data received from any of the positions.
2 | Grid | 21 | Outdoor Field Thermocouple |  | 288089.47 | 4445710.7 |  |  | 79.269 | No data received from any of the positions.
2 | Grid | 22 | Outdoor Field Thermocouple |  | 288098.55 | 4445675.27 |  |  | 42.6981 | No data received from any of the positions.
2 | Grid | 23 | Outdoor Field Thermocouple |  | 288079.01 | 4445604.19 |  |  | 41.5782 | No data received from any of the positions.
2 | Grid | 24 | Outdoor Field Thermocouple |  | 288093.2 | 4445695.95 |  |  | 64.0552 | No data received from any of the positions.
2 | Grid | 25 | Outdoor Field Thermocouple |  | 288116.02 | 4445717.49 |  |  | 84.1449 | No data received from any of the positions.
2 | Grid | 26 | Outdoor Field Thermocouple |  | 288096.25 | 4445684.11 |  |  | 51.8302 | No data received from any of the positions.
2 | Grid | 27 | Outdoor Field Thermocouple |  | 288107.15 | 4445661.26 |  |  | 27.584 | No data received from any of the positions.
2 | Grid | 28 | Outdoor Field Thermocouple |  | 288106.31 | 4445664.52 |  |  | 30.8842 | No data received from 240 cm height.
2 | Grid | 29 | Outdoor Field Thermocouple |  | 288102.89 | 4445657.52 |  |  | 24.4266
2 | Grid | 42 | Outdoor Field Thermocouple |  | 288114.46 | 4445613.26 |  |  | 21.348
2 | Grid | 43 | Outdoor Field Thermocouple |  | 288083.86 | 4445649.12 |  |  | 28.8979 | No data received from any of the positions.
2 | Grid | 45 | Outdoor Field Thermocouple |  | 288149.88 | 4445622.35 |  |  | 43.1013 | No data received from any of the positions.
2 | Grid | 70 | Outdoor Field Thermocouple |  | 288129.69 | 4445664.39 |  |  | 37.4087 | No data received from any of the positions.
2 | Grid | 71 | Outdoor Field Thermocouple |  | 288076.52 | 4445650.73 |  |  | 36.0554 | No data received from any of the positions.
2 | Grid | 73 | Outdoor Field Thermocouple |  | 288091.95 | 4445734.27 |  |  | 101.8904 | No data received from any of the positions.
2 | Grid | 74 | Outdoor Field Thermocouple |  | 288062.46 | 4445726.67 |  |  | 103.6568 | No data received from any of the positions.
2 | Grid | 79 | Outdoor Field Thermocouple |  | 288091.79 | 4445833.18 |  |  | 200.1621 | No data received from any of the positions.
2 | Grid | 39 | Indoor Field Thermocouple
2 | Grid | 40 | Indoor Field Thermocouple
2 | Grid | 41 | Indoor Field Thermocouple
2 | Grid | 44 | Indoor Field Thermocouple
2 | Grid | 46 | Indoor Field Thermocouple
2 | Grid | 47 | Indoor Field Thermocouple
2 | Grid | 48 | Indoor Field Thermocouple
2 | Grid | West UV | Lidar | UV Lidar 123 | 286125.0549 | 4446196.2249 |  | 2 | 2061.4789
2 | Grid | East UV | Lidar | UV Lidar 121 | 289542.2226 | 4447110.2797 |  | 2 | 2058.2569 | Did not collect data due to a computer malfunction which required some computer hardware replacement.
2 | Grid | LIF | Lidar | LIF | 291159.4161 | 4445625.0044 |  | ~3.0 | 3051.1284
2 | Grid | WDL | Lidar | WDL | 291174 | 4445628 |  | ~3.0 | 3065.7053
1 | Cameras | Position 1 | HD Camera | Not recorded | 288014.904 | 4445719.088 | 1294.885 | 9.144 | 126.5461 | NW Tower Camera, height is approximately 30 ft
1 | Cameras | Position 2 | HD Camera | Not recorded | 288150.021 | 4445747.47 | 1294.923 | 9.144 | 121.1786 | NE Tower Camera, height is approximately 30 ft
1 | Cameras | Position 3 | HD Camera | Not recorded | 288191.56 | 4445597.12 | 1294.864 | 9.144 | 90.9413 | SE Tower Camera, height is approximately 30 ft
1 | Cameras | Position 4 | HD Camera | Not recorded | 288052.946 | 4445566.446 | 1294.87 | 9.144 | 87.1043 | SW Tower Camera, height is approximately 30 ft
1 | Cameras | Position 5 | HD Camera | Not recorded | 288092.5402 | 4445698.9078 | no survey | 10.6 | 67.0852 | Per camera operator notes, position was on top of Connex 11.4, directly in middle of conjoined connex's. No survey location was obtained. Coordinates are estimates. Cameras faced north.
1 | Cameras | Position 6 | HD Camera | Not recorded | 288092.5402 | 4445698.9078 | no survey | 10.6 | 67.0852 | Same location as Position 5, but Position 6 cameras faced south.
1 | Cameras | Position 7 | HD Camera | Not recorded | 288123.409 | 4445642.851 | no survey | 11.5 | 17.6642 | Per camera operator notes, Position 7 was on a pole extending approx 8 ft north of northwest corner of Connex 4.4. No survey location was obtained. Coordinates are estimates.
1 | Cameras | Position 8 | HD Camera | Not recorded | 287989.981 | 4445601.679 | 1296.494 | 1.524 | 122.5754 | Height is approximately 5 ft
1 | Cameras | Position 9 | HD Camera | Not recorded | 288218.052 | 4445657.929 | 1296.525 | 1.524 | 112.3946 | Height is approximately 5 ft
1 | Cameras | Position 10 | HD Camera | Not recorded | 288285.995 | 4445250.245 | 1296.658 | 1.524 | 422.6266 | Height is approximately 5 ft
1 | Cameras | Position 11 | HD Camera | Not recorded | 288204.79 | 4445225.909 | 1296.591 | 1.524 | 419.0511 | Height is approximately 5 ft
1 | Cameras | Position 12 | HD Camera | Not recorded | 288155.111 | 4445211.172 | 1296.598 | 1.524 | 425.1131 | Height is approximately 5 ft
1 | Cameras | Position 1 | IR Camera | 404004435 | 288014.904 | 4445719.088 | 1294.885 | 9.144 | 126.5461 | NW Tower Camera, height is approximately 30 ft
1 | Cameras | Position 2 | IR Camera | 404004434 | 288150.021 | 4445747.47 | 1294.923 | 9.144 | 121.1786 | NE Tower Camera, height is approximately 30 ft
1 | Cameras | Position 3 | IR Camera | 404004504 | 288191.56 | 4445597.12 | 1294.864 | 9.144 | 90.9413 | SE Tower Camera, height is approximately 30 ft
1 | Cameras | Position 4 | IR Camera | 404004427 | 288052.946 | 4445566.446 | 1294.87 | 9.144 | 87.1043 | SW Tower Camera, height is approximately 30 ft
1 | Cameras | Position 5 | IR Camera | 404004439 | 288092.5402 | 4445698.9078 | no survey | 10.6 | 67.0852 | Per camera operator notes, position was on top of Connex 11.4, directly in middle of conjoined connex's. No survey location was obtained. Coordinates are estimates. Cameras faced north.
1 | Cameras | Position 6 | IR Camera | 404004478 | 288092.5402 | 4445698.9078 | no survey | 10.6 | 67.0852 | Same location as Position 5, but Position 6 cameras faced south.
1 | Cameras | Position 7 | IR Camera | 404004426 | 288123.409 | 4445642.851 | no survey | 11.5 | 17.6642 | Per camera operator notes, Position 7 was on a pole extending approx 8 ft north of northwest corner of Connex 4.4. No survey location was obtained. Coordinates are estimates.
1 | Cameras | Position 6 | HS Camera | 11874 | 288092.5402 | 4445698.9078 | no survey | 10.6 | 67.0852 | Same location as Position 5, but Position 6 cameras faced south. A high-speed camera was also used at this location starting with Trial 2.
1 | Cameras | Position 7 | HS Camera | 7945 | 288123.409 | 4445642.851 | no survey | 11.5 | 17.6642 | Per camera operator notes, Position 7 was on a pole extending approx 8 ft north of northwest corner of Connex 4.4. No survey location was obtained. Coordinates are estimates.
1 | Cameras | Position 8 | HS Camera | 13688 | 287989.981 | 4445601.679 | 1296.494 | 1.524 | 122.5754 | Height is approximately 5 ft
1 | Cameras | Position 9 | HS Camera | 11876 | 288218.052 | 4445657.929 | 1296.525 | 1.524 | 112.3946 | Height is approximately 5 ft

## Trial 3
Trial | Group | Location | Type | Unit Serial Number | Easting (m) | Northing (m) | Elevation (m) | Height Above Elevation (m) | Distance to Release Point (m) | Comments
3 | Field | 11K-TR01 | ToxiRAE | 1388 | 293609.2 | 4455160.2 | 1297.889 | 0.3 | 11000.641 | Time offset collected 1 day late, avg 9s difference expected and calculated.
3 | Field | 11K-TR02 | ToxiRAE | 1979 | 292758 | 4455603.3 | 1297.499 | 0.3 | 11000.5743 | Time offset collected 1 day late, avg 9s difference expected and calculated.
3 | Field | 11K-TR03 | ToxiRAE | 1398 | 291871.4 | 4455970.6 | 1296.909 | 0.3 | 11000.5647 | Time offset collected 1 day late, avg 9s difference expected and calculated.
3 | Field | 11K-TR04 | ToxiRAE | 1963 | 290956.2 | 4456259.2 | 1296.184 | 0.3 | 11000.5357 | Time offset collected 1 day late, avg 9s difference expected and calculated.
3 | Field | 11K-TR05 | ToxiRAE | 1441 | 290019.3 | 4456466.8 | 1295.569 | 0.3 | 11000.3626 | Time offset collected 1 day late, avg 9s difference expected and calculated.
3 | Field | 11K-TR06 | ToxiRAE | 1961 | 289067.9 | 4456592.1 | 1294.838 | 0.3 | 11000.3347 | Time offset collected 1 day late, avg 9s difference expected and calculated.
3 | Field | 11K-TR07 | ToxiRAE | 1438 | 288109.2 | 4456634 | 1294.304 | 0.3 | 11000.3 | Time offset collected 1 day late, avg 9s difference expected and calculated.
3 | Field | 11K-TR08 | ToxiRAE | 1445 | 287150.5 | 4456592.1 | 1293.674 | 0.3 | 11000.1778 | Time offset collected 1 day late, avg 9s difference expected and calculated.
3 | Field | 11K-TR09 | ToxiRAE | 1381 | 286199.1 | 4456466.8 | 1293.346 | 0.3 | 11000.05 | Time offset collected 1 day late, avg 9s difference expected and calculated.
3 | Field | 11K-TR10 | ToxiRAE | 1391 | 285262.2 | 4456259.1 | 1293.014 | 0.3 | 10999.9732 | Time offset collected 1 day late, avg 9s difference expected and calculated.
3 | Field | 11K-TR11 | ToxiRAE | 1448 | 285262.2 | 4456259.1 | 1293.014 | 0.3 | 10999.9732 | Time offset collected 1 day late, avg 9s difference expected and calculated.
3 | Field | 11K-TR12 | ToxiRAE | 1435 | 284347 | 4455970.6 | 1292.977 | 0.3 | 10999.9491 | Time offset collected 1 day late, avg 9s difference expected and calculated.
3 | Field | 11K-TR13 | ToxiRAE | 1978 | 283460.4 | 4455603.3 | 1292.785 | 0.3 | 10999.8136 | Time offset collected 1 day late, avg 9s difference expected and calculated.
3 | Field | 11K-TR14 | ToxiRAE | 1426 | 282609.2 | 4455160.2 | 1292.346 | 0.3 | 10999.741 | Time offset collected 1 day late, avg 9s difference expected and calculated.
3 | Field | 11K-TR15 | ToxiRAE | 1473 | 281799.8 | 4454644.6 | 1292.276 | 0.3 | 10999.7041 | Time offset collected 1 day late, avg 9s difference expected and calculated.
3 | Field | 11K-TR16 | ToxiRAE | 1964 | 281038.5 | 4454060.4 | 1292.227 | 0.3 | 10999.6066 | Time offset collected 1 day late, avg 9s difference expected and calculated.
3 | Field | 11K-TR17 | ToxiRAE | 1981 | 280331 | 4453412.1 | 1292.222 | 0.3 | 10999.541 | Time offset collected 1 day late, avg 9s difference expected and calculated.
3 | Field | 11K-TR18 | ToxiRAE | 1463 | 279682.7 | 4452704.6 | 1292.277 | 0.3 | 10999.471 | Time offset collected 1 day late, avg 9s difference expected and calculated.
3 | Field | 11K-TR19 | ToxiRAE | 1460 | 279098.5 | 4451943.3 | 1292.427 | 0.3 | 10999.434 | Time offset collected 1 day late, avg 9s difference expected and calculated.
3 | Field | 11K-TR20 | ToxiRAE | 1958 | 278582.9 | 4451134 | 1292.585 | 0.3 | 10999.3884 | Time offset collected 1 day late, avg 9s difference expected and calculated.
3 | Field | 5K-TR01 | ToxiRAE | 1352 | 290417.9 | 4450069 | 1296.19 | 0.3 | 5000.6138
3 | Field | 5K-TR02 | ToxiRAE | 1430 | 290022.6 | 4450253.4 | 1295.865 | 0.3 | 5000.6172
3 | Field | 5K-TR03 | ToxiRAE | 1372 | 289612.7 | 4450402.5 | 1295.438 | 0.3 | 5000.4673
3 | Field | 5K-TR04 | ToxiRAE | 1457 | 289191.4 | 4450515.5 | 1295.27 | 0.3 | 5000.5077
3 | Field | 5K-TR05 | ToxiRAE | 1370 | 288761.8 | 4450591.2 | 1294.903 | 0.3 | 5000.3868
3 | Field | 5K-TR06 | ToxiRAE | 1969 | 288327.2 | 4450629.2 | 1294.889 | 0.3 | 5000.2937
3 | Field | 5K-TR07 | ToxiRAE | 1358 | 287891.1 | 4450629.2 | 1294.533 | 0.3 | 5000.2196
3 | Field | 5K-TR08 | ToxiRAE | 1365 | 287456.6 | 4450591.2 | 1294.315 | 0.3 | 5000.1519
3 | Field | 5K-TR09 | ToxiRAE | 1955 | 287027 | 4450515.4 | 1294.015 | 0.3 | 5000.0205
3 | Field | 5K-TR10 | ToxiRAE | 1424 | 287027 | 4450515.4 | 1294.015 | 0.3 | 5000.0205
3 | Field | 5K-TR11 | ToxiRAE | 1984 | 286605.6 | 4450402.5 | 1293.795 | 0.3 | 4999.9561
3 | Field | 5K-TR12 | ToxiRAE | 1377 | 286195.8 | 4450253.3 | 1293.696 | 0.3 | 4999.836
3 | Field | 5K-TR13 | ToxiRAE | 1434 | 285800.4 | 4450069 | 1293.519 | 0.3 | 4999.8288
3 | Field | 5K-TR14 | ToxiRAE | 1983 | 285422.7 | 4449850.9 | 1293.637 | 0.3 | 4999.7223
3 | Field | 5K-TR15 | ToxiRAE | 1678 | 285065.4 | 4449600.7 | 1293.566 | 0.3 | 4999.6329
3 | Field | 5K-TR16 | ToxiRAE | 1982 | 284731.2 | 4449320.3 | 1293.611 | 0.3 | 4999.5824
3 | Field | 5K-TR17 | ToxiRAE | 1355 | 284422.8 | 4449011.9 | 1293.52 | 0.3 | 4999.5145
3 | Field | 5K-TR18 | ToxiRAE | 1952 | 284142.4 | 4448677.8 | 1293.722 | 0.3 | 4999.4907
3 | Field | 5K-TR19 | ToxiRAE | 1374 | 283892.2 | 4448320.4 | 1293.813 | 0.3 | 4999.3856
3 | Field | 2K-MR01 | MiniRAE | 4503 | 289109.2 | 4447366 | 1295.787 | 0.3 | 2000.6659 | would not shut off when collected; datalogger collected no data
3 | Field | 2K-MR02 | MiniRAE | 4755 | 288954.4 | 4447446.6 | 1295.908 | 0.3 | 2000.6228
3 | Field | 2K-MR03 | MiniRAE | 4778 | 288790.7 | 4447506.3 | 1295.89 | 0.3 | 1993.0631
3 | Field | 2K-MR04 | MiniRAE | 1048 | 288626.8 | 4447565.8 | 1295.706 | 0.3 | 2000.4631
3 | Field | 2K-MR05 | MiniRAE | 2761 | 288456.5 | 4447603.6 | 1295.604 | 0.3 | 2000.4373
3 | Field | 2K-MR06 | MiniRAE | 4412 | 288283.5 | 4447626.4 | 1295.452 | 0.3 | 2000.387
3 | Field | 2K-MR07 | MiniRAE | 4696 | 288109.2 | 4447634 | 1295.26 | 0.3 | 2000.3002 | unknown instrument problem
3 | Field | 2K-MR08 | MiniRAE | 4334 | 287934.9 | 4447626.3 | 1295.089 | 0.3 | 2000.1306 | 08:04 detect
3 | Field | 2K-MR09 | MiniRAE | 4753 | 287761.9 | 4447603.5 | 1294.992 | 0.3 | 2000.0262 | elevated baseline…but no annotations of problems in paperwork
3 | Field | 2K-MR10 | MiniRAE | 4745 | 287593.5 | 4447558.6 | 1294.891 | 0.3 | 1992.5509 | off when collected; turned on and had half battery…appears to have battery shut down at 08:11hrs
3 | Field | 2K-MR11 | MiniRAE | 4730 | 287593.5 | 4447558.6 | 1294.891 | 0.3 | 1992.5509
3 | Field | 2K-MR12 | MiniRAE | 4748 | 287425.1 | 4447513.3 | 1294.638 | 0.3 | 1999.9146 | off when collected; turned on and had lamp failure
3 | Field | 2K-MR13 | MiniRAE | 2850 | 287267.1 | 4447439.8 | 1294.526 | 0.3 | 1992.3892 | off when collected; turned on and had full battery; no trial data collected. Ever turned on? QC??
3 | Field | 2K-MR14 | MiniRAE | 3786 | 287109.2 | 4447366 | 1294.532 | 0.3 | 1999.766
3 | Field | 2K-MR15 | MiniRAE | 4785 | 286962 | 4447272.2 | 1294.523 | 0.3 | 1999.6715 | off when collected; turned on and had full battery; shut off at 06:36 hrs; battery?
3 | Field | 2K-MR16 | MiniRAE | 4700 | 286828.4 | 4447160.2 | 1294.416 | 0.3 | 1992.0708 | off when collected; turned on and had lamp failure;
3 | Field | 2K-MR17 | MiniRAE | 4766 | 286694.9 | 4447048.1 | 1294.379 | 0.3 | 1999.5567
3 | Field | 1K-MR01 | MiniRAE | 4763 | 288570.9 | 4446521 | 1295.229 | 0.3 | 1000.6498 | no data recorded, unknown reason
3 | Field | 1K-MR02 | MiniRAE | 3776 | 288491.8 | 4446557.8 | 1295.095 | 0.3 | 1000.5164
3 | Field | 1K-MR03 | MiniRAE | 4728 | 288408.8 | 4446584.1 | 1295.128 | 0.3 | 996.775
3 | Field | 1K-MR04 | MiniRAE | 4746 | 288325.7 | 4446610.2 | 1295.022 | 0.3 | 1000.4074
3 | Field | 1K-MR05 | MiniRAE | 4717 | 288239.7 | 4446625.4 | 1294.975 | 0.3 | 1000.3674 | detects at 08:00
3 | Field | 1K-MR06 | MiniRAE | 4335 | 288152.8 | 4446633 | 1294.956 | 0.3 | 1000.2903 | detects at 08:00
3 | Field | 1K-MR07 | MiniRAE | 4540 | 288065.6 | 4446633 | 1294.947 | 0.3 | 1000.2119 | detects at 08:00
3 | Field | 1K-MR08 | MiniRAE | 3783 | 287978.6 | 4446625.3 | 1294.824 | 0.3 | 1000.0463 | High baseline. No response to Cl2. Pump off?
3 | Field | 1K-MR09 | MiniRAE | 4499 | 287892.7 | 4446610.3 | 1294.798 | 0.3 | 1000.1155 | no detects (or very little)
3 | Field | 1K-MR10 | MiniRAE | 4744 | 287892.7 | 4446610.3 | 1294.798 | 0.3 | 1000.1155
3 | Field | 1K-MR11 | MiniRAE | 4507 | 287808.5 | 4446587.6 | 1294.735 | 0.3 | 999.9026
3 | Field | 1K-MR12 | MiniRAE | 4780 | 287726.5 | 4446557.8 | 1294.69 | 0.3 | 999.866
3 | Field | 1K-MR13 | MiniRAE | 4764 | 287647.4 | 4446520.9 | 1294.672 | 0.3 | 999.7763
3 | Field | 1K-MR14 | MiniRAE | 240 | 287571.9 | 4446477.4 | 1294.686 | 0.3 | 999.7773
3 | Field | 1K-MR15 | MiniRAE | 4429 | 287500.4 | 4446427.3 | 1294.714 | 0.3 | 999.6716
3 | Field | 1K-MR16 | MiniRAE | 4762 | 287433.6 | 4446371.3 | 1294.656 | 0.3 | 999.6369 | ON THE STAND 0.9, CLEARED OUT WHEN PICKED UP
3 | Field | 500M-MR01 | MiniRAE | 4774 | 288359.2 | 4446066.9 | 1295.063 | 0.3 | 500.6127
3 | Field | 500M-MR02 | MiniRAE | 4501 | 288320.5 | 4446087.1 | 1295.082 | 0.3 | 500.6
3 | Field | 500M-MR03 | MiniRAE | 4389 | 288280.2 | 4446103.8 | 1295.067 | 0.3 | 500.5433
3 | Field | 500M-MR04 | MiniRAE | 4323 | 288238.6 | 4446116.9 | 1294.957 | 0.3 | 500.4601
3 | Field | 500M-MR05 | MiniRAE | 4392 | 288196 | 4446126.4 | 1294.869 | 0.3 | 500.4444
3 | Field | 500M-MR06 | MiniRAE | 4742 | 288152.7 | 4446132 | 1294.941 | 0.3 | 500.2742
3 | Field | 500M-MR07 | MiniRAE | 6071 | 288109.2 | 4446134 | 1294.855 | 0.3 | 500.3008
3 | Field | 500M-MR08 | MiniRAE | 4330 | 288065.6 | 4446132.1 | 1294.875 | 0.3 | 500.2258
3 | Field | 500M-MR09 | MiniRAE | 4404 | 288022.4 | 4446126.4 | 1294.91 | 0.3 | 500.1321
3 | Field | 500M-MR10 | MiniRAE | 3377 | 287979.8 | 4446116.9 | 1294.924 | 0.3 | 499.9945 | lamp off when collected;
3 | Field | 500M-MR11 | MiniRAE | 4690 | 287979.8 | 4446116.9 | 1294.924 | 0.3 | 499.9945
3 | Field | 500M-MR12 | MiniRAE | 3779 | 287938.2 | 4446103.8 | 1294.922 | 0.3 | 499.928
3 | Field | 500M-MR13 | MiniRAE | 3781 | 287897.9 | 4446087.1 | 1294.892 | 0.3 | 499.8397 | paperwork indicated lamp problems, not sure how affected data; datalogger displays as 4335.
3 | Field | 500M-MR14 | MiniRAE | 4733 | 287859.2 | 4446066.9 | 1294.863 | 0.3 | 499.713
3 | Field | 500M-MR15 | MiniRAE | 4784 | 287822.4 | 4446043.5 | 1294.853 | 0.3 | 499.6747
3 | Field | 500M-MR16 | MiniRAE | 4749 | 287787.8 | 4446017 | 1294.831 | 0.3 | 499.639
3 | Field | 500M-MR17 | MiniRAE | 4723 | 287755.6 | 4445987.5 | 1294.851 | 0.3 | 499.5715
3 | Field | 200M-MR01 | MiniRAE | 4786 | 288193.7 | 4445815.2 | 1294.968 | 0.7 | 200.5877 | Detects at 07:57 hrs
3 | Field | 200M-MR02 | MiniRAE | 3782 | 288160.9 | 4445827.1 | 1294.947 | 0.7 | 200.4253 | unknown instrument failure; *spanned w/290 and pre-bump w/290;
3 | Field | 200M-MR03 | MiniRAE | 4726 | 288126.6 | 4445833.2 | 1294.918 | 0.7 | 200.3376 | *spanned w/290 and pre-bump w/290; Detects at 07:57 hrs
3 | Field | 200M-MR04 | MiniRAE | 4773 | 288091.8 | 4445833.2 | 1294.915 | 0.7 | 200.1812 | Detects at 07:57 hrs
3 | Field | 200M-MR05B | MiniRAE | 4751 | 288057.5 | 4445827.2 | 1294.882 | 0.7 | 200.0572 | Detects at 07:57 hrs
3 | Field | 200M-MR05T | MiniRAE | 4739 | 288057.5 | 4445827.2 | 1294.882 | 6 | 200.0572 | Detects at 07:57 hrs
3 | Field | 200M-MR06B | MiniRAE | 4727 | 288024.6 | 4445815.2 | 1294.856 | 0.7 | 199.8698 | *spanned w/290 and pre-bump w/290
3 | Field | 200M-MR06T | MiniRAE | 4732 | 288024.6 | 4445815.2 | 1294.856 | 7 | 199.8698
3 | Field | 200M-MR07 | MiniRAE | 2851 | 287994.5 | 4445797.8 | 1294.837 | 0.7 | 199.6979 | no data recorded when turned on at 04:54 hrs; *spanned w/290 and pre-bump w/290;
3 | Field | 200M-MR07T | MiniRAE | 2766 | 287994.5 | 4445797.8 | 1294.837 | 6 | 199.6979 | datalogger wiped, Cl2 suspected.
3 | Field | 200M-MR08 | MiniRAE | 4770 | 287967.8 | 4445775.4 | 1294.8 | 0.7 | 199.5473 | *spanned w/290 and pre-bump w/290
3 | Field | 200M-MR09 | MiniRAE | 8048 | 287945.3 | 4445748.7 | 1294.832 | 0.7 | 199.4843 | *spanned w/290 and pre-bump w/290
3 | Field | 200M-MR16 | MiniRAE | 3771 | 288223.9 | 4445797.8 | 1294.96 | 0.7 | 200.7291 | *spanned w/290 and pre-bump w/290
3 | Indoor Study | LC-MR01 | MiniRAE | 4759
3 | Indoor Study | LC-MR02 | MiniRAE | 4768 | [5 empty] | not running when collected; but seems fine now
3 | Indoor Study | LC-MR03 | MiniRAE | 4765
3 | Indoor Study | LC-MR04 | MiniRAE | 4400 | [5 empty] | not running when collected, battery? Data files corrupted and unrecoverable.
3 | Indoor Study | LC-MR05 | MiniRAE | 4438
3 | Indoor Study | LC-MR06 | MiniRAE | 4721
3 | Indoor Study | LC-MR07 | MiniRAE | 4782
3 | Indoor Study | LC-MR08 | MiniRAE | 4734 | [5 empty] | *spanned w/290 and pre-bump w/500;
3 | Indoor Study | LC-MR09 | MiniRAE | 4387
3 | Indoor Study | LC-MR10 | MiniRAE | 4698
3 | Indoor Study | LC-MR11 | MiniRAE | 4505 | [5 empty] | not running when collected; unknown reason for shut down at 07:04 hrs
3 | Indoor Study | LC-MR12 | MiniRAE | 4719
3 | Indoor Study | LC-MR13 | MiniRAE | 4714
3 | Indoor Study | LC-MR14 | MiniRAE | 4758
3 | Indoor Study | LC-MR15 | MiniRAE | 4712
3 | Indoor Study | LC-MR16 | MiniRAE | 4752
3 | Indoor Study | LC-MR17 | MiniRAE | 4771
3 | Indoor Study | LC-MR18 | MiniRAE | 3784
3 | Indoor Study | LC-MR19 | MiniRAE | 4735 | [5 empty] | *spanned w/290 and pre-bump w/500; not running when collected;
3 | Indoor Study | LC-MR20 | MiniRAE | 4777
3 | Indoor Study | LC-MR21 | MiniRAE | 2766 | [5 empty] | *spanned w/290 and pre-bump w/500; not running when collected;
3 | Indoor Study | LC-MR22 | MiniRAE | 4722
3 | Indoor Study | T3-MR01 | MiniRAE | 4757
3 | Indoor Study | T3-MR02 | MiniRAE | 8335 | [5 empty] | *spanned w/290 and pre-bump w/500;
3 | Indoor Study | T3-MR03 | MiniRAE | 4408
3 | Indoor Study | T3-MR04 | MiniRAE | 4720
3 | Indoor Study | T3-MR05 | MiniRAE | 3324
3 | Indoor Study | T3-MR06 | MiniRAE | 3775
3 | Indoor Study | T3-MR07 | MiniRAE | 4506
3 | Indoor Study | T3-MR08 | MiniRAE | 4729
3 | Indoor Study | T3-MR09 | MiniRAE | 4405
3 | Indoor Study | T3-MR10 | MiniRAE | 4779
3 | Indoor Study | T3-MR11 | MiniRAE | 4692 | [5 empty] | pump error when collected; baseline unchanged during trial
3 | Indoor Study | T3-MR13 | MiniRAE | 4725
3 | UVU Vehicles | V1-DUMMY | ToxiRAE | 1443 | [5 empty] | ToxiRAE 1443 found in fire truck during set up for Sept. 1st trial, offset calc for~9sec drift/day
3 | UVU Vehicles | V1-GAS PEDAL | ToxiRAE | 1432
3 | UVU Vehicles | V1-NOSE | ToxiRAE | 1386
3 | UVU Vehicles | V2-CLUTCH | ToxiRAE | 1356
3 | UVU Vehicles | V2-NOSE | ToxiRAE | 1446
3 | UVU Vehicles | V3-BRAKE PEDAL | ToxiRAE | 1368
3 | UVU Vehicles | V3-VISOR | ToxiRAE | 1364
3 | UVU Vehicles | V4-GAS PEDAL | ToxiRAE | 1390
3 | UVU Vehicles | V4-NOSE | ToxiRAE | 1951
3 | UVU Vehicles | V5-GAS PEDAL | ToxiRAE | 1396
3 | UVU Vehicles | V5-NOSE | ToxiRAE | 1371
3 | UVU Vehicles | V6-GAS PEDAL | ToxiRAE | 1395
3 | UVU Vehicles | V6-NOSE | ToxiRAE | 1458
3 | UVU Vehicles | V7-GAS PEDAL | ToxiRAE | 1378
3 | UVU Vehicles | V7-NOSE | ToxiRAE | 1378
3 | Urban | CTM1 | MiniRAE | 3323 |  |  |  | 6 |  | pre-bump not collected on paper nor in datalogger;
3 | Urban | CTM2 | MiniRAE | 4738 |  |  |  | 6
3 | Urban | CTM3 | MiniRAE | 4736 |  |  |  | 3 |  | pump error when collected, appears to have NOT been sampling
3 | Urban | CTM4 | MiniRAE | 4401 |  |  |  | 3 |  | location not annotated, process of elimination suggests 4401 at Tower-SE, see paperwork
3 | Urban | M114TX | MiniRAE | 4388 | [5 empty] | no pre-bump or paperwork on deployment; had detection; but no detect on post-bump
3 | Urban | M114TY | MiniRAE | 4750
3 | Urban | M114TZ | MiniRAE | 4747 | [5 empty] | no pre-bump or paperwork on deployment; appears datalogger wiped…Cl2 suspected?
3 | Urban | M73T | MiniRAE | 681 | 288100.8 | 4445666.4 | 1295.28 |  | 33.5491
3 | Urban | M94T | MiniRAE | 4783 | 288096.3 | 4445684.1 | 1295.268 |  | 51.8089 | but only read zero
3 | Urban | P03B | MiniRAE | 4713 | 288092 | 4445734.3 | 1294.91 | 3 | 101.912 | P-03B, means B for bottom RAE location, which is 3 m
3 | Urban | P03T | MiniRAE | 4789 | 288092 | 4445734.3 | 1294.91 | 6 | 101.912 | P-03T, means T for top RAE location, which is 6 m
3 | Urban | P04B | MiniRAE | 4724 | 288062.5 | 4445726.7 | 1294.902 | 3 | 103.666 | P-04B, means B for bottom RAE location, which is 3 m
3 | Urban | P04T | MiniRAE | 4527 | 288062.5 | 4445726.7 | 1294.902 | 6 | 103.666 | found on ground when collected; unknown when occurred, but appears to be post-trial (not saturated during trial)
3 | Grid | PJ13 | GRIMM | 9G130020 | 288170.2 | 4445607.8 | 1295.2 | 1.1 | 67.1001 | Grimm unit #2.
3 | Grid | PC2 | GRIMM | 9G130021 | 288121.5 | 4445742 | 1294.9 | 1.1 | 109.1015 | Grimm unit #3.
3 | Interior | trailer3CLeft | Canary | 1 |  |  |  | 0.8
3 | Interior | trailer3CMiddle | Canary | 2 |  |  |  | 0.3
3 | Interior | trailer3CRight | Canary | 3 |  |  |  | 0.3
3 | Interior | longconnexfanroomCmid | Canary | 4 |  |  |  | 0.3
3 | Interior | longconnexcrackroomCdoor | Canary | 5 |  |  |  | 0.3
3 | Interior | longconnexfanroomCdoor | Canary | 6 |  |  |  | 0.3
3 | Interior | longconnexcrackroomCleft | Canary | 7 |  |  |  | 0.9
3 | Interior | longconnexfanroomCright | Canary | 8 |  |  |  | 1.8
3 | Pad | C122 | Canary | 9 | 288062.89 | 4445703.87 | 1295.28 | 0.3 | 83.5817
3 | Pad | C125 | Canary | 10 | 288089.47 | 4445710.7 | 1295.29 | 0.3 | 79.269
3 | Pad | CP05 | Canary | 11 | 288032.92 | 4445719.09 | 1294.92 | 0.3 | 113.9017
3 | Pad | CP04 | Canary | 12 | 288062.46 | 4445726.67 | 1294.9 | 0.3 | 103.6568
3 | Pad | CP03 | Canary | 13 | 288091.95 | 4445734.27 | 1294.91 | 0.3 | 101.8904
3 | Pad | CP02 | Canary | 14 | 288121.48 | 4445741.85 | 1294.92 | 0.3 | 108.9501
3 | Pad | C128 | Canary | 15 | 288116.02 | 4445717.49 | 1295.38 | 0.3 | 84.1449
3 | Pad | C75 | Canary | 16 | 288136.24 | 4445675.51 | 1295.26 | 3 | 50.2864
3 | Field | 200M-C04 | Canary | 17 | 288091.79 | 4445833.18 | 1294.92 | 0.3 | 200.1621
3 | Pad | C71 | Canary | 18 | 288065.41 | 4445657.33 | 1295.24 | 3 | 48.9687
3 | Field | 200M-C05 | Canary | 19 | 288057.45 | 4445827.16 | 1294.88 | 0.3 | 200.0312
3 | Field | 200M-C06 | Canary | 20 | 288024.63 | 4445815.18 | 1294.86 | 0.3 | 199.8391
3 | Pad | J91 | JAZ | 1 | 288060.86 | 4445675.04 | 1295.29 | 0.3 | 62.9249
3 | Pad | J114-D | JAZ | 2 |  | survey data not collected |  | 0.3
3 | Pad | J71 | JAZ | 3 | 288065.41 | 4445657.33 | 1295.24 | 0.3 | 48.9687
3 | Pad | J75 | JAZ | 4 | 288136.24 | 4445675.51 | 1295.26 | 0.3 | 50.2864
3 | Pad | J85 | JAZ | 5 | 288098.55 | 4445675.27 | 1295.28 | 0.3 | 42.6981
3 | Pad | JP10 | JAZ | 6 | 288081.63 | 4445585.1 | 1295.26 | 0.3 | 55.4369
3 | Pad | J97 | JAZ | 7 | 288131.71 | 4445693.24 | 1295.25 | 0.3 | 63.9769
3 | Pad | J115-R | JAZ | 8 | 288107.96 | 4445699.75 | 1295.86 | 0.3 | 66.0509
3 | Pad | J15 | JAZ | 9 | 288149.88 | 4445622.35 | 1295.31 | 0.3 | 43.1013
3 | Pad | JP04 | JAZ | 10 | 288062.46 | 4445726.67 | 1294.9 | 0.3 | 103.6568
3 | Pad | J11 | JAZ | 11 | 288079.01 | 4445604.19 | 1295.23 | 0.3 | 41.5782
3 | Pad | JP13 | JAZ | 12 | 288170.24 | 4445607.83 | 1295.23 | 0.3 | 67.1254
3 | Pad | J94 | JAZ | 13 | 288096.25 | 4445684.11 | 1295.27 | 0.3 | 51.8302
3 | Pad | J115-L | JAZ | 14 | 288107.96 | 4445699.75 | 1295.86 | 0.3 | 66.0509
3 | Pad | J113-L | JAZ | 15 | 288081.39 | 4445692.92 | 1295.86 | 0.3 | 65.0473
3 | Pad | J113-R | JAZ | 16 | 288081.39 | 4445692.92 | 1295.86 | 0.3 | 65.0473
3 | NA | SentrySend1/SentryReceive1 | Sentry | 101 | sender=287557 receiver=288544 | sender=4445552 receiver=4445817 |  | 1.5 | NA
3 | NA | SentrySend2/SentryReceive2 | Sentry | 102 | sender=287548 receiver=288534 | sender=4445599 receiver=4445846 |  | 1.5 | NA
3 | Playa | 1 | PWIDS | 52 | 278619.8 | 4451261.3 | NA | 2 | 11031.8409
3 | Playa | 2 | PWIDS | 66 | 281477.8 | 4454463.2 | NA | 2 | 11041.902
3 | Playa | 3 | PWIDS | 27 | 285343.6 | 4456327.9 | NA | 2 | 11045.7901
3 | Playa | 4 | PWIDS | 41 | 289628.6 | 4456571.3 | NA | 2 | 11042.7535
3 | Playa | 5 | PWIDS | 91 | 293680.7 | 4455156.2 | NA | 2 | 11033.116
3 | Playa | 6 | PWIDS | 77 | 283789.6 | 4448216 | NA | 2 | 5031.8429
3 | Playa | 7 | PWIDS | 109 | 285088.6 | 4449671.5 | NA | 2 | 5042.0647
3 | Playa | 8 | PWIDS | 11 | 286845.9 | 4450519 | NA | 2 | 5045.7715
3 | Playa | 9 | PWIDS | 46 | 288793.6 | 4450629.6 | NA | 2 | 5042.6831
3 | Playa | 10 | PWIDS | 23 | 290635.5 | 4449986.4 | NA | 2 | 5033.1637
3 | Playa | 11 | PWIDS | 113 | 286374.5 | 4446693.3 | NA | 2 | 2031.9485
3 | Playa | 12 | PWIDS | 40 | 286894.1 | 4447275.6 | NA | 2 | 2042.0865
3 | Playa | 13 | PWIDS | 83 | 287597 | 4447614.6 | NA | 2 | 2045.8232
3 | Playa | 14 | PWIDS | 106 | 288376.1 | 4447658.9 | NA | 2 | 2042.8294
3 | Playa | 15 | PWIDS | 32 | 289112.8 | 4447401.5 | NA | 2 | 2033.2578
3 | Playa | 16 | PWIDS | 108 | 287236.1 | 4446185.8 | NA | 2 | 1032.2535
3 | Playa | 17 | PWIDS | 7 | 287847.4 | 4446646.5 | NA | 2 | 1045.8645
3 | Playa | 18 | PWIDS | 84 | 288605.3 | 4446539.9 | NA | 2 | 1033.5412
3 | Playa | 19 | PWIDS | 44 | 288138.9 | 4445541.6 | NA | 2 | 97.0503
3 | Playa | 20 | PWIDS | 36 | 283474.8 | 4443576 | NA | 2 | 5069.8572
3 | Playa | 21 | PWIDS | 54 | 284442.9 | 4443827 | NA | 2 | 4086.4804
3 | Playa | 22 | PWIDS | 30 | 285410.8 | 4444077.8 | NA | 2 | 3114.0538
3 | Playa | 23 | PWIDS | 2 | 286378.9 | 4444328.7 | NA | 2 | 2166.5293
3 | Playa | 24 | PWIDS | 55 | 287346.9 | 4444579.6 | NA | 2 | 1300.3295
3 | Playa | 25 | PWIDS | 48 | 288314.9 | 4444830.5 | NA | 2 | 829.3454
3 | Playa | 26 | PWIDS | 82 | 289282.9 | 4445081.3 | NA | 2 | 1298.0104
3 | Playa | 27 | PWIDS | 56 | 290250.9 | 4445332.3 | NA | 2 | 2163.6952
3 | Playa | 28 | PWIDS | 90 | 291219 | 4445583.1 | NA | 2 | 3111.1115
3 | Playa | 29 | PWIDS | 107 | 292186.9 | 4445834 | NA | 2 | 4083.5154
3 | Playa | 30 | PWIDS | 79 | 293155 | 4446084.9 | NA | 2 | 5066.8296
3 | Playa | 31 | PWIDS | 4 | 288573.7 | 4443864.6 | NA | 2 | 1829.2928
3 | Playa | 32 | PWIDS | 81 | 288832.5 | 4442898.6 | NA | 2 | 2829.3529
3 | Playa | 33 | PWIDS | 104 | 289091.4 | 4441932.7 | NA | 2 | 3829.3455
3 | Playa | 34 | PWIDS | 103 | 289350.2 | 4440966.8 | NA | 2 | 4829.3137
3 | Grid | 1 | Outdoor Field Thermocouple |  | 288086.22 | 4445649.74 |  |  | 27.2912 | No data received from any of the positions.
3 | Grid | 2 | Outdoor Field Thermocouple |  | 288132.74 | 4445662.02 |  |  | 37.4077 | No data received from any of the positions.
3 | Grid | 3 | Outdoor Field Thermocouple |  | 288136.24 | 4445675.51 |  |  | 50.2864 | No data received from any of the positions.
3 | Grid | 4 | Outdoor Field Thermocouple |  | 288088.53 | 4445659.98 |  |  | 32.886 | No data received from any of the positions.
3 | Grid | 5 | Outdoor Field Thermocouple |  | 288130.5 | 4445661.4 |  |  | 35.4983 | No data received from any of the positions.
3 | Grid | 6 | Outdoor Field Thermocouple |  | 288116.19 | 4445663.59 |  |  | 30.9138 | No data received from 240 cm height.
3 | Grid | 7 | Outdoor Field Thermocouple |  | 288089.38 | 4445656.74 |  |  | 29.8129 | No data received from 240 cm height.
3 | Grid | 8 | Outdoor Field Thermocouple |  | 288128.15 | 4445660.76 |  |  | 33.5599 | No data received from 240 cm height.
3 | Grid | 9 | Outdoor Field Thermocouple |  | 288090.64 | 4445650.38 |  |  | 24.2919 | No data received from 240 cm height.
3 | Grid | 10 | Outdoor Field Thermocouple |  | 288126.23 | 4445659.72 |  |  | 31.5995 | No data received from 240 cm height.
3 | Grid | 11 | Outdoor Field Thermocouple |  | 288097.78 | 4445658.83 |  |  | 27.2431 | No data received from 240 cm height.
3 | Grid | 12 | Outdoor Field Thermocouple |  | 288062.89 | 4445703.87 |  |  | 83.5817 | No data received from any of the positions.
3 | Grid | 13 | Outdoor Field Thermocouple |  | 288072.54 | 4445690.64 |  |  | 67.2379 | No data received from any of the positions.
3 | Grid | 14 | Outdoor Field Thermocouple |  | 288096.92 | 4445662.08 |  |  | 30.5766 | No data received from 30 or 60 cm height.
3 | Grid | 15 | Outdoor Field Thermocouple |  | 288065.41 | 4445657.33 |  |  | 48.9687
3 | Grid | 16 | Outdoor Field Thermocouple |  | 288088.46 | 4445650.32 |  |  | 25.8815 | No data received from 240 cm height.
3 | Grid | 17 | Outdoor Field Thermocouple |  | 288107.96 | 4445699.75 |  |  | 66.0509 | No data received from any of the positions.
3 | Grid | 18 | Outdoor Field Thermocouple |  | 288084.4 | 4445693.49 |  |  | 64.3899
3 | Grid | 19 | Outdoor Field Thermocouple |  | 288115.32 | 4445666.84 |  |  | 33.8754 | No data received from any of the positions.
3 | Grid | 20 | Outdoor Field Thermocouple |  | 288100.82 | 4445666.4 |  |  | 33.5446 | No data received from any of the positions.
3 | Grid | 21 | Outdoor Field Thermocouple |  | 288089.47 | 4445710.7 |  |  | 79.269 | No data received from any of the positions.
3 | Grid | 22 | Outdoor Field Thermocouple |  | 288098.55 | 4445675.27 |  |  | 42.6981 | No data received from any of the positions.
3 | Grid | 23 | Outdoor Field Thermocouple |  | 288079.01 | 4445604.19 |  |  | 41.5782 | No data received from any of the positions.
3 | Grid | 24 | Outdoor Field Thermocouple |  | 288093.2 | 4445695.95 |  |  | 64.0552 | No data received from any of the positions.
3 | Grid | 25 | Outdoor Field Thermocouple |  | 288116.02 | 4445717.49 |  |  | 84.1449 | No data received from any of the positions.
3 | Grid | 26 | Outdoor Field Thermocouple |  | 288096.25 | 4445684.11 |  |  | 51.8302 | No data received from any of the positions.
3 | Grid | 27 | Outdoor Field Thermocouple |  | 288107.15 | 4445661.26 |  |  | 27.584 | No data received from any of the positions.
3 | Grid | 28 | Outdoor Field Thermocouple |  | 288106.31 | 4445664.52 |  |  | 30.8842 | No data received from 240 cm height.
3 | Grid | 29 | Outdoor Field Thermocouple |  | 288102.89 | 4445657.52 |  |  | 24.4266
3 | Grid | 42 | Outdoor Field Thermocouple |  | 288114.46 | 4445613.26 |  |  | 21.348
3 | Grid | 43 | Outdoor Field Thermocouple |  | 288083.86 | 4445649.12 |  |  | 28.8979 | No data received from any of the positions.
3 | Grid | 45 | Outdoor Field Thermocouple |  | 288149.88 | 4445622.35 |  |  | 43.1013 | No data received from any of the positions.
3 | Grid | 70 | Outdoor Field Thermocouple |  | 288129.69 | 4445664.39 |  |  | 37.4087 | No data received from any of the positions.
3 | Grid | 71 | Outdoor Field Thermocouple |  | 288076.52 | 4445650.73 |  |  | 36.0554 | No data received from any of the positions.
3 | Grid | 73 | Outdoor Field Thermocouple |  | 288091.95 | 4445734.27 |  |  | 101.8904 | No data received from any of the positions.
3 | Grid | 74 | Outdoor Field Thermocouple |  | 288062.46 | 4445726.67 |  |  | 103.6568 | No data received from any of the positions.
3 | Grid | 79 | Outdoor Field Thermocouple |  | 288091.79 | 4445833.18 |  |  | 200.1621 | No data received from any of the positions.
3 | Grid | 39 | Indoor Field Thermocouple
3 | Grid | 40 | Indoor Field Thermocouple
3 | Grid | 41 | Indoor Field Thermocouple
3 | Grid | 44 | Indoor Field Thermocouple
3 | Grid | 46 | Indoor Field Thermocouple
3 | Grid | 47 | Indoor Field Thermocouple
3 | Grid | 48 | Indoor Field Thermocouple
3 | Grid | West UV | Lidar | UV Lidar 123 | 286125.0549 | 4446196.2249 |  | 2 | 2061.4789
3 | Grid | East UV | Lidar | UV Lidar 121 | 289542.2226 | 4447110.2797 |  | 2 | 2058.2569 | Did not collect data for the complete trial due to computer issues which caused it to reboot during the trial.
3 | Grid | LIF | Lidar | LIF | 291159.4161 | 4445625.0044 |  | ~3.0 | 3051.1284
3 | Grid | WDL | Lidar | WDL | 291174 | 4445628 |  | ~3.0 | 3065.7053
1 | Cameras | Position 1 | HD Camera | Not recorded | 288014.904 | 4445719.088 | 1294.885 | 9.144 | 126.5461 | NW Tower Camera, height is approximately 30 ft
1 | Cameras | Position 2 | HD Camera | Not recorded | 288150.021 | 4445747.47 | 1294.923 | 9.144 | 121.1786 | NE Tower Camera, height is approximately 30 ft
1 | Cameras | Position 3 | HD Camera | Not recorded | 288191.56 | 4445597.12 | 1294.864 | 9.144 | 90.9413 | SE Tower Camera, height is approximately 30 ft
1 | Cameras | Position 4 | HD Camera | Not recorded | 288052.946 | 4445566.446 | 1294.87 | 9.144 | 87.1043 | SW Tower Camera, height is approximately 30 ft
1 | Cameras | Position 5 | HD Camera | Not recorded | 288092.5402 | 4445698.9078 | no survey | 10.6 | 67.0852 | Per camera operator notes, position was on top of Connex 11.4, directly in middle of conjoined connex's. No survey location was obtained. Coordinates are estimates. Cameras faced north.
1 | Cameras | Position 6 | HD Camera | Not recorded | 288092.5402 | 4445698.9078 | no survey | 10.6 | 67.0852 | Same location as Position 5, but Position 6 cameras faced south.
1 | Cameras | Position 7 | HD Camera | Not recorded | 288123.409 | 4445642.851 | no survey | 11.5 | 17.6642 | Per camera operator notes, Position 7 was on a pole extending approx 8 ft north of northwest corner of Connex 4.4. No survey location was obtained. Coordinates are estimates.
1 | Cameras | Position 8 | HD Camera | Not recorded | 287989.981 | 4445601.679 | 1296.494 | 1.524 | 122.5754 | Height is approximately 5 ft
1 | Cameras | Position 9 | HD Camera | Not recorded | 288218.052 | 4445657.929 | 1296.525 | 1.524 | 112.3946 | Height is approximately 5 ft
1 | Cameras | Position 10 | HD Camera | Not recorded | 288285.995 | 4445250.245 | 1296.658 | 1.524 | 422.6266 | Height is approximately 5 ft
1 | Cameras | Position 11 | HD Camera | Not recorded | 288204.79 | 4445225.909 | 1296.591 | 1.524 | 419.0511 | Height is approximately 5 ft
1 | Cameras | Position 12 | HD Camera | Not recorded | 288155.111 | 4445211.172 | 1296.598 | 1.524 | 425.1131 | Height is approximately 5 ft
1 | Cameras | Position 1 | IR Camera | 404004435 | 288014.904 | 4445719.088 | 1294.885 | 9.144 | 126.5461 | NW Tower Camera, height is approximately 30 ft
1 | Cameras | Position 2 | IR Camera | 404004434 | 288150.021 | 4445747.47 | 1294.923 | 9.144 | 121.1786 | NE Tower Camera, height is approximately 30 ft
1 | Cameras | Position 3 | IR Camera | 404004504 | 288191.56 | 4445597.12 | 1294.864 | 9.144 | 90.9413 | SE Tower Camera, height is approximately 30 ft
1 | Cameras | Position 4 | IR Camera | 404004427 | 288052.946 | 4445566.446 | 1294.87 | 9.144 | 87.1043 | SW Tower Camera, height is approximately 30 ft
1 | Cameras | Position 5 | IR Camera | 404004439 | 288092.5402 | 4445698.9078 | no survey | 10.6 | 67.0852 | Per camera operator notes, position was on top of Connex 11.4, directly in middle of conjoined connex's. No survey location was obtained. Coordinates are estimates. Cameras faced north.
1 | Cameras | Position 6 | IR Camera | 404004478 | 288092.5402 | 4445698.9078 | no survey | 10.6 | 67.0852 | Same location as Position 5, but Position 6 cameras faced south.
1 | Cameras | Position 7 | IR Camera | 404004426 | 288123.409 | 4445642.851 | no survey | 11.5 | 17.6642 | Per camera operator notes, Position 7 was on a pole extending approx 8 ft north of northwest corner of Connex 4.4. No survey location was obtained. Coordinates are estimates.
1 | Cameras | Position 6 | HS Camera | 11874 | 288092.5402 | 4445698.9078 | no survey | 10.6 | 67.0852 | Same location as Position 5, but Position 6 cameras faced south. A high-speed camera was also used at this location starting with Trial 2.
1 | Cameras | Position 7 | HS Camera | 7945 | 288123.409 | 4445642.851 | no survey | 11.5 | 17.6642 | Per camera operator notes, Position 7 was on a pole extending approx 8 ft north of northwest corner of Connex 4.4. No survey location was obtained. Coordinates are estimates.
1 | Cameras | Position 8 | HS Camera | 13688 | 287989.981 | 4445601.679 | 1296.494 | 1.524 | 122.5754 | Height is approximately 5 ft
1 | Cameras | Position 9 | HS Camera | 11876 | 288218.052 | 4445657.929 | 1296.525 | 1.524 | 112.3946 | Height is approximately 5 ft

## Trial 4
Trial | Group | Location | Type | Unit Serial Number | Easting (m) | Northing (m) | Elevation (m) | Height Above Elevation (m) | Distance to Release Point (m) | Comments
4 | Field | 11K-TR01 | ToxiRAE | 1952 | 293609.2 | 4455160.2 | 1297.889 | 0.3 | 11000.641
4 | Field | 11K-TR02 | ToxiRAE | 1372 | 292758 | 4455603.3 | 1297.499 | 0.3 | 11000.5743
4 | Field | 11K-TR03 | ToxiRAE | 1982 | 291871.4 | 4455970.6 | 1296.909 | 0.3 | 11000.5647
4 | Field | 11K-TR04 | ToxiRAE | 1377 | 290956.2 | 4456259.2 | 1296.184 | 0.3 | 11000.5357
4 | Field | 11K-TR05 | ToxiRAE | 1352 | 290019.3 | 4456466.8 | 1295.569 | 0.3 | 11000.3626
4 | Field | 11K-TR06 | ToxiRAE | 1388 | 289067.9 | 4456592.1 | 1294.838 | 0.3 | 11000.3347
4 | Field | 11K-TR07 | ToxiRAE | 1435 | 288109.2 | 4456634 | 1294.304 | 0.3 | 11000.3
4 | Field | 11K-TR08 | ToxiRAE | 1979 | 287150.5 | 4456592.1 | 1293.674 | 0.3 | 11000.1778
4 | Field | 11K-TR09 | ToxiRAE | 1963 | 286199.1 | 4456466.8 | 1293.346 | 0.3 | 11000.05
4 | Field | 11K-TR10 | ToxiRAE | 1448 | 285262.2 | 4456259.1 | 1293.014 | 0.3 | 10999.9732
4 | Field | 11K-TR11 | ToxiRAE | 1460 | 285262.2 | 4456259.1 | 1293.014 | 0.3 | 10999.9732
4 | Field | 11K-TR12 | ToxiRAE | 1441 | 284347 | 4455970.6 | 1292.977 | 0.3 | 10999.9491
4 | Field | 11K-TR13 | ToxiRAE | 1958 | 283460.4 | 4455603.3 | 1292.785 | 0.3 | 10999.8136
4 | Field | 11K-TR14 | ToxiRAE | 1463 | 282609.2 | 4455160.2 | 1292.346 | 0.3 | 10999.741
4 | Field | 11K-TR15 | ToxiRAE | 1445 | 281799.8 | 4454644.6 | 1292.276 | 0.3 | 10999.7041
4 | Field | 11K-TR16 | ToxiRAE | 1964 | 281038.5 | 4454060.4 | 1292.227 | 0.3 | 10999.6066
4 | Field | 11K-TR17 | ToxiRAE | 1398 | 280331 | 4453412.1 | 1292.222 | 0.3 | 10999.541
4 | Field | 11K-TR18 | ToxiRAE | 1426 | 279682.7 | 4452704.6 | 1292.277 | 0.3 | 10999.471
4 | Field | 11K-TR19 | ToxiRAE | 1978 | 279098.5 | 4451943.3 | 1292.427 | 0.3 | 10999.434
4 | Field | 11K-TR20 | ToxiRAE | 1381 | 278582.9 | 4451134 | 1292.585 | 0.3 | 10999.3884
4 | Field | 5K-TR01 | ToxiRAE | 1678 | 290417.9 | 4450069 | 1296.19 | 0.3 | 5000.6138
4 | Field | 5K-TR02 | ToxiRAE | 1984 | 290022.6 | 4450253.4 | 1295.865 | 0.3 | 5000.6172
4 | Field | 5K-TR03 | ToxiRAE | 1358 | 289612.7 | 4450402.5 | 1295.438 | 0.3 | 5000.4673
4 | Field | 5K-TR04 | ToxiRAE | 1355 | 289191.4 | 4450515.5 | 1295.27 | 0.3 | 5000.5077
4 | Field | 5K-TR05 | ToxiRAE | 1371 | 288761.8 | 4450591.2 | 1294.903 | 0.3 | 5000.3868
4 | Field | 5K-TR06 | ToxiRAE | 1446 | 288327.2 | 4450629.2 | 1294.889 | 0.3 | 5000.2937
4 | Field | 5K-TR07 | ToxiRAE | 1356 | 287891.1 | 4450629.2 | 1294.533 | 0.3 | 5000.2196
4 | Field | 5K-TR08 | ToxiRAE | 1390 | 287456.6 | 4450591.2 | 1294.315 | 0.3 | 5000.1519
4 | Field | 5K-TR09 | ToxiRAE | 1430 | 287027 | 4450515.4 | 1294.015 | 0.3 | 5000.0205
4 | Field | 5K-TR10 | ToxiRAE | 1969 | 287027 | 4450515.4 | 1294.015 | 0.3 | 5000.0205
4 | Field | 5K-TR11 | ToxiRAE | 1364 | 286605.6 | 4450402.5 | 1293.795 | 0.3 | 4999.9561
4 | Field | 5K-TR12 | ToxiRAE | 1378 | 286195.8 | 4450253.3 | 1293.696 | 0.3 | 4999.836
4 | Field | 5K-TR13 | ToxiRAE | 1951 | 285800.4 | 4450069 | 1293.519 | 0.3 | 4999.8288
4 | Field | 5K-TR14 | ToxiRAE | 1458 | 285422.7 | 4449850.9 | 1293.637 | 0.3 | 4999.7223
4 | Field | 5K-TR15 | ToxiRAE | 1386 | 285065.4 | 4449600.7 | 1293.566 | 0.3 | 4999.6329
4 | Field | 5K-TR16 | ToxiRAE | 1457 | 284731.2 | 4449320.3 | 1293.611 | 0.3 | 4999.5824
4 | Field | 5K-TR17 | ToxiRAE | 1365 | 284422.8 | 4449011.9 | 1293.52 | 0.3 | 4999.5145
4 | Field | 5K-TR18 | ToxiRAE | 1432 | 284142.4 | 4448677.8 | 1293.722 | 0.3 | 4999.4907
4 | Field | 5K-TR19 | ToxiRAE | 1473 | 283892.2 | 4448320.4 | 1293.813 | 0.3 | 4999.3856
4 | Field | 2K-MR01 | MiniRAE | 681 | 289109.2 | 4447366 | 1295.787 | 0.3 | 2000.6659
4 | Field | 2K-MR02 | MiniRAE | 4729 | 288954.4 | 4447446.6 | 1295.908 | 0.3 | 2000.6228
4 | Field | 2K-MR03 | MiniRAE | 4507 | 288790.7 | 4447506.3 | 1295.89 | 0.3 | 1993.0631
4 | Field | 2K-MR04 | MiniRAE | 4774 | 288626.8 | 4447565.8 | 1295.706 | 0.3 | 2000.4631
4 | Field | 2K-MR05 | MiniRAE | 4335 | 288456.5 | 4447603.6 | 1295.604 | 0.3 | 2000.4373
4 | Field | 2K-MR06 | MiniRAE | 4713 | 288283.5 | 4447626.4 | 1295.452 | 0.3 | 2000.387
4 | Field | 2K-MR07 | MiniRAE | 2850 | 288109.2 | 4447634 | 1295.26 | 0.3 | 2000.3002
4 | Field | 2K-MR08 | MiniRAE | 4412 | 287934.9 | 4447626.3 | 1295.089 | 0.3 | 2000.1306
4 | Field | 2K-MR09 | MiniRAE | 3776 | 287761.9 | 4447603.5 | 1294.992 | 0.3 | 2000.0262 | Lamp error, fixed down range; how affected calibration?
4 | Field | 2K-MR10 | MiniRAE | 4765 | 287593.5 | 4447558.6 | 1294.891 | 0.3 | 1992.5509
4 | Field | 2K-MR11 | MiniRAE | 4779 | 287593.5 | 4447558.6 | 1294.891 | 0.3 | 1992.5509
4 | Field | 2K-MR12 | MiniRAE | 4739 | 287425.1 | 4447513.3 | 1294.638 | 0.3 | 1999.9146
4 | Field | 2K-MR13 | MiniRAE | 8335 | 287267.1 | 4447439.8 | 1294.526 | 0.3 | 1992.3892
4 | Field | 2K-MR14 | MiniRAE | 4748 | 287109.2 | 4447366 | 1294.532 | 0.3 | 1999.766
4 | Field | 2K-MR15 | MiniRAE | 4764 | 286962 | 4447272.2 | 1294.523 | 0.3 | 1999.6715
4 | Field | 2K-MR16 | MiniRAE | 4505 | 286828.4 | 4447160.2 | 1294.416 | 0.3 | 1992.0708
4 | Field | 2K-MR17 | MiniRAE | 4405 | 286694.9 | 4447048.1 | 1294.379 | 0.3 | 1999.5567
4 | Field | 2K-MR18 | MiniRAE | 4720 | 286577.1 | 4446919.5 | 1294.467 | 0.3 | 1999.4637 | instrument collected no trial data; unknown reason.
4 | Field | 2K-MR19 | MiniRAE | 4734 | 286470.8 | 4446781.1 | 1294.46 | 0.3 | 1999.4832
4 | Field | 2K-MR20 | MiniRAE | 4744 | 286377.1 | 4446633.9 | 1294.381 | 0.3 | 1999.3633
4 | Field | 1K-MR01 | MiniRAE | 3323 | 288570.9 | 4446521 | 1295.229 | 0.3 | 1000.6498
4 | Field | 1K-MR02 | MiniRAE | 4749 | 288491.8 | 4446557.8 | 1295.095 | 0.3 | 1000.5164
4 | Field | 1K-MR03 | MiniRAE | 3324 | 288408.8 | 4446584.1 | 1295.128 | 0.3 | 996.775
4 | Field | 1K-MR04 | MiniRAE | 4751 | 288325.7 | 4446610.2 | 1295.022 | 0.3 | 1000.4074
4 | Field | 1K-MR05 | MiniRAE | 4733 | 288239.7 | 4446625.4 | 1294.975 | 0.3 | 1000.3674
4 | Field | 1K-MR06 | MiniRAE | 4721 | 288152.8 | 4446633 | 1294.956 | 0.3 | 1000.2903
4 | Field | 1K-MR07 | MiniRAE | 4725 | 288065.6 | 4446633 | 1294.947 | 0.3 | 1000.2119
4 | Field | 1K-MR08 | MiniRAE | 4700 | 287978.6 | 4446625.3 | 1294.824 | 0.3 | 1000.0463
4 | Field | 1K-MR09 | MiniRAE | 4750 | 287892.7 | 4446610.3 | 1294.798 | 0.3 | 1000.1155
4 | Field | 1K-MR10 | MiniRAE | 4762 | 287892.7 | 4446610.3 | 1294.798 | 0.3 | 1000.1155
4 | Field | 1K-MR11 | MiniRAE | 4728 | 287808.5 | 4446587.6 | 1294.735 | 0.3 | 999.9026
4 | Field | 1K-MR12 | MiniRAE | 8048 | 287726.5 | 4446557.8 | 1294.69 | 0.3 | 999.866
4 | Field | 1K-MR13 | MiniRAE | 4753 | 287647.4 | 4446520.9 | 1294.672 | 0.3 | 999.7763
4 | Field | 1K-MR14 | MiniRAE | 4540 | 287571.9 | 4446477.4 | 1294.686 | 0.3 | 999.7773 | Lamp error occurred during set up, adjustments eventually got it to work; but how affected calibration?
4 | Field | 1K-MR15 | MiniRAE | 3377 | 287500.4 | 4446427.3 | 1294.714 | 0.3 | 999.6716
4 | Field | 1K-MR16 | MiniRAE | 4387 | 287433.6 | 4446371.3 | 1294.656 | 0.3 | 999.6369
4 | Field | 1K-MR17 | MiniRAE | 4759 | 287371.9 | 4446309.5 | 1294.603 | 0.3 | 999.4952
4 | Field | 1K-MR18 | MiniRAE | 4714 | 287315.8 | 4446242.7 | 1294.644 | 0.3 | 999.4685
4 | Field | 1K-MR19 | MiniRAE | 4692 | 287265.8 | 4446171.3 | 1294.658 | 0.3 | 999.4098
4 | Field | 500M-MR01 | MiniRAE | 4766 | 288359.2 | 4446066.9 | 1295.063 | 0.3 | 500.6127
4 | Field | 500M-MR02 | MiniRAE | 4698 | 288320.5 | 4446087.1 | 1295.082 | 0.3 | 500.6
4 | Field | 500M-MR03 | MiniRAE | 3414 | 288280.2 | 4446103.8 | 1295.067 | 0.3 | 500.5433 | Serial number on RAE datalogger is 1762, but labeled 3414
4 | Field | 500M-MR04 | MiniRAE | 4757 | 288238.6 | 4446116.9 | 1294.957 | 0.3 | 500.4601
4 | Field | 500M-MR05 | MiniRAE | 4718 | 288196 | 4446126.4 | 1294.869 | 0.3 | 500.4444
4 | Field | 500M-MR06 | MiniRAE | 4747 | 288152.7 | 4446132 | 1294.941 | 0.3 | 500.2742 | post-bump re-done for legibility issue…595.3 is the reported value
4 | Field | 500M-MR07 | MiniRAE | 4724 | 288109.2 | 4446134 | 1294.855 | 0.3 | 500.3008 | No data file received.
4 | Field | 500M-MR08 | MiniRAE | 4786 | 288065.6 | 4446132.1 | 1294.875 | 0.3 | 500.2258
4 | Field | 500M-MR09 | MiniRAE | 3781 | 288022.4 | 4446126.4 | 1294.91 | 0.3 | 500.1321 | Serial number on RAE datalogger is 4335, but labeled 3781
4 | Field | 500M-MR10 | MiniRAE | 4723 | 287979.8 | 4446116.9 | 1294.924 | 0.3 | 499.9945
4 | Field | 500M-MR11 | MiniRAE | 2766 | 287979.8 | 4446116.9 | 1294.924 | 0.3 | 499.9945
4 | Field | 500M-MR12 | MiniRAE | 4732 | 287938.2 | 4446103.8 | 1294.922 | 0.3 | 499.928
4 | Field | 500M-MR13 | MiniRAE | 4769 | 287897.9 | 4446087.1 | 1294.892 | 0.3 | 499.8397
4 | Field | 500M-MR14 | MiniRAE | 4740 | 287859.2 | 4446066.9 | 1294.863 | 0.3 | 499.713
4 | Field | 500M-MR15 | MiniRAE | 2818 | 287822.4 | 4446043.5 | 1294.853 | 0.3 | 499.6747
4 | Field | 500M-MR16 | MiniRAE | 4784 | 287787.8 | 4446017 | 1294.831 | 0.3 | 499.639
4 | Field | 500M-MR17 | MiniRAE | 4438 | 287755.6 | 4445987.5 | 1294.851 | 0.3 | 499.5715
4 | Field | 500M-MR18 | MiniRAE | 4737 | 287726.2 | 4445955.4 | 1294.833 | 0.3 | 499.491
4 | Field | 500M-MR19 | MiniRAE | 3412 | 287699.6 | 4445920.7 | 1294.804 | 0.3 | 499.4043
4 | Field | 500M-MR20 | MiniRAE | 4433 | 287676.2 | 4445883.9 | 1294.771 | 0.3 | 499.31
4 | Field | 200M-MR01 | MiniRAE | 4778 | 288193.7 | 4445815.2 | 1294.968 | 0.7 | 200.5877
4 | Field | 200M-MR02 | MiniRAE | 4777 | 288160.9 | 4445827.1 | 1294.947 | 0.7 | 200.4253
4 | Field | 200M-MR03 | MiniRAE | 4738 | 288126.6 | 4445833.2 | 1294.918 | 0.7 | 200.3376
4 | Field | 200M-MR04 | MiniRAE | 1048 | 288091.8 | 4445833.2 | 1294.915 | 0.7 | 200.1812 | Willl not connect to Pro Rae Studio II. Tried all computers. Unknown reasons. Can RAE Sys. retrieve data?
4 | Field | 200M-MR05B | MiniRAE | 4741 | 288057.5 | 4445827.2 | 1294.882 | 0.7 | 200.0572
4 | Field | 200M-MR05T | MiniRAE | 4242 | 288057.5 | 4445827.2 | 1294.882 | 6 | 200.0572 | Failed to turn on lamp; No data collected (lamp error?)…turned on at 12:12hrs and started collecting again.
4 | Field | 200M-MR06B | MiniRAE | 4710 | 288024.6 | 4445815.2 | 1294.856 | 0.7 | 199.8698 | post-bump re-done for functional issue…151.1 is the reported value
4 | Field | 200M-MR06T | MiniRAE | 3325 | 288024.6 | 4445815.2 | 1294.856 | 6 | 199.8698
4 | Field | 200M-MR07B | MiniRAE | 2846 | 287994.5 | 4445797.8 | 1294.837 | 0.7 | 199.6979
4 | Field | 200M-MR07M | MiniRAE | 4726 | 287994.5 | 4445797.8 | 1294.837 | 3 | 199.6979
4 | Field | 200M-MR07T | MiniRAE | 4400 | 287994.5 | 4445797.8 | 1294.837 | 6 | 199.6979
4 | Field | 200M-MR08 | MiniRAE | 3786 | 287967.8 | 4445775.4 | 1294.8 | 0.7 | 199.5473
4 | Field | 200M-MR09 | MiniRAE | 2761 | 287945.3 | 4445748.7 | 1294.832 | 0.7 | 199.4843
4 | Field | 200M-MR10 | MiniRAE | 4763 | 287928 | 4445718.5 | 1294.815 | 0.7 | 199.2464
4 | Field | 200M-MR11 | MiniRAE | 4323 | 287916 | 4445582.2 | 1294.81 | 0.7 | 199.0767
4 | Field | 200M-MR12 | MiniRAE | 4772 | 288009.2 | 4445460.7 | 1294.821 | 0.7 | 199.3735
4 | Field | 200M-MR13 | MiniRAE | 4782 | 288160.9 | 4445440.8 | 1295.228 | 0.7 | 199.9429
4 | Field | 200M-MR14 | MiniRAE | 4758 | 288282.4 | 4445534 | 1294.961 | 0.7 | 200.6263
4 | Field | 200M-MR15 | MiniRAE | 3882 | 288302.3 | 4445685.7 | 1295.01 | 0.7 | 200.8482
4 | Field | 200M-MR16 | MiniRAE | 4773 | 288223.9 | 4445797.8 | 1294.96 | 0.7 | 200.7291
4 | Indoor Study | SC1-MR01 | MiniRAE | 4776
4 | Indoor Study | SC1-MR02 | MiniRAE | 4719
4 | Indoor Study | SC1-MR03 | MiniRAE | 4334
4 | Indoor Study | SC1-MR04 | MiniRAE | 4768
4 | Indoor Study | SC1-MR05 | MiniRAE | 4501
4 | Indoor Study | SC1-MR06 | MiniRAE | 4785
4 | Indoor Study | SC1-MR07 | MiniRAE | 3779
4 | Indoor Study | SC1-MR08 | MiniRAE | 3775
4 | Indoor Study | SC2-MR01 | MiniRAE | 6071 | [5 empty] | Failed to turn on lamp on start, lamp re-seated and worked; may have affected calibration?
4 | Indoor Study | SC2-MR02 | MiniRAE | 4722
4 | Indoor Study | SC2-MR03 | MiniRAE | 4499
4 | Indoor Study | SC2-MR04 | MiniRAE | 4527
4 | Indoor Study | SC2-MR05 | MiniRAE | 4727
4 | Indoor Study | SC2-MR06 | MiniRAE | 4408
4 | Indoor Study | SC3-MR01 | MiniRAE | 3784
4 | Indoor Study | SC3-MR02 | MiniRAE | 4392
4 | Indoor Study | SC3-MR03 | MiniRAE | 4388
4 | Indoor Study | SC3-MR04 | MiniRAE | 240
4 | Indoor Study | SC3-MR05 | MiniRAE | 4755
4 | Indoor Study | SC3-MR06 | MiniRAE | 4735
4 | Indoor Study | T3-MR01 | MiniRAE | 4789
4 | Indoor Study | T3-MR02 | MiniRAE | 4717
4 | Indoor Study | T3-MR03 | MiniRAE | 4783
4 | Indoor Study | T3-MR04 | MiniRAE | 4746
4 | UVU Vehicles | V1-GAS PEDAL | ToxiRAE | 1395
4 | UVU Vehicles | V1-NOSE | ToxiRAE | 1439
4 | UVU Vehicles | V2-GAS PEDAL | ToxiRAE | 1955
4 | UVU Vehicles | V2-NOSE | ToxiRAE | 1362
4 | UVU Vehicles | V3-GAS PEDAL | ToxiRAE | 1431
4 | UVU Vehicles | V3-VISOR | ToxiRAE | 1961
4 | UVU Vehicles | V4-BRAKE PEDAL | ToxiRAE | 01Q3
4 | UVU Vehicles | V4-DUMMY | ToxiRAE | 1349 | [5 empty] | safety RAE used; offset subtracted 9 sec due to 1 day late collecting
4 | UVU Vehicles | V4-NOSE | ToxiRAE | 1380
4 | UVU Vehicles | V5-GAS PEDAL | ToxiRAE | 1370
4 | UVU Vehicles | V5-NOSE | ToxiRAE | 1970
4 | UVU Vehicles | V6-GAS PEDAL | ToxiRAE | 1369
4 | UVU Vehicles | V6-NOSE | ToxiRAE | 1960
4 | UVU Vehicles | V7-GAS PEDAL | ToxiRAE | 1391
4 | UVU Vehicles | V7-NOSE | ToxiRAE | 1396
4 | Urban | CTM1 | MiniRAE | 4756 |  |  |  | 6
4 | Urban | CTM2 | MiniRAE | 4730 |  |  |  | 6
4 | Urban | CTM3 | MiniRAE | 4401 |  |  |  | 3
4 | Urban | CTM4 | MiniRAE | 4715 |  |  |  | 3
4 | Urban | M114TX | MiniRAE | 4731
4 | Urban | M114TY | MiniRAE | 4716
4 | Urban | M114TZ | MiniRAE | 4451
4 | Urban | M73T | MiniRAE | 4550 | 288100.8 | 4445666.4 | 1295.28 |  | 33.5491
4 | Urban | M94T | MiniRAE | 3885 | 288096.3 | 4445684.1 | 1295.268 |  | 51.8089 | Failed to turn on lamp, reset and was good; affect on calibration?
4 | Urban | P03B | MiniRAE | 3772 | 288092 | 4445734.3 | 1294.91 |  | 101.912 | P-03B, means B for bottom RAE location, which is 3 m
4 | Urban | P03T | MiniRAE | 4754 | 288092 | 4445734.3 | 1294.91 |  | 101.912 | P-03T, means T for top RAE location, which is 6 m
4 | Urban | P04B | MiniRAE | 4711 | 288062.5 | 4445726.7 | 1294.902 |  | 103.666 | P-04B, means B for bottom RAE location, which is 3 m
4 | Urban | P04T | MiniRAE | 3774 | 288062.5 | 4445726.7 | 1294.902 |  | 103.666 | P-04T, means T for top RAE location, which is 6 m
4 | Grid | PJ13 | GRIMM | 9G130020 | 288170.2 | 4445607.8 | 1295.2 | 1.1 | 67.1001 | Grimm unit #2.
4 | Grid | PC2 | GRIMM | 9G130021 | 288121.5 | 4445742 | 1294.9 | 1.1 | 109.1015 | Grimm unit #3.
4 | Interior | trailer3CLeft | Canary | 1 |  |  |  | 0.8
4 | Interior | trailer3CRight | Canary | 2 |  |  |  | 0.3
4 | Interior | connex1Ffront | Canary | 3 |  |  |  | 0.3
4 | Interior | connex1Fback | Canary | 4 |  |  |  | 0.3
4 | Interior | connex2Fleft | Canary | 5 |  |  |  | 1.2
4 | Interior | connex2Fmiddle | Canary | 6 |  |  |  | 0.3
4 | Interior | connex3Fmiddle | Canary | 7 |  |  |  | 0.3
4 | Interior | connex3Ffan | Canary | 8 |  |  |  | 2.1
4 | Pad | C122 | Canary | 9 | 288062.89 | 4445703.87 | 1295.28 | 0.3 | 83.5817
4 | Pad | C125 | Canary | 10 | 288089.47 | 4445710.7 | 1295.29 | 0.3 | 79.269
4 | Pad | CP05 | Canary | 11 | 288032.92 | 4445719.09 | 1294.92 | 0.3 | 113.9017
4 | Pad | CP04 | Canary | 12 | 288062.46 | 4445726.67 | 1294.9 | 0.3 | 103.6568
4 | Pad | CP03 | Canary | 13 | 288091.95 | 4445734.27 | 1294.91 | 0.3 | 101.8904
4 | Pad | CP02 | Canary | 14 | 288121.48 | 4445741.85 | 1294.92 | 0.3 | 108.9501
4 | Pad | C128 | Canary | 15 | 288116.02 | 4445717.49 | 1295.38 | 0.3 | 84.1449
4 | Pad | C75 | Canary | 16 | 288136.24 | 4445675.51 | 1295.26 | 3 | 50.2864 | Bad data; instrument became inoperable.
4 | Field | 200M-C05 | Canary | 17 | 288057.45 | 4445827.16 | 1294.88 | 0.3 | 200.0312
4 | Pad | C71 | Canary | 18 | 288065.41 | 4445657.33 | 1295.24 | 3 | 48.9687
4 | Field | 200M-C06 | Canary | 19 | 288024.63 | 4445815.18 | 1294.86 | 0.3 | 199.8391
4 | Field | 200M-C07 | Canary | 20 | 287994.47 | 4445797.82 | 1294.84 | 0.3 | 199.7314
4 | Pad | J91 | JAZ | 1 | 288060.86 | 4445675.04 | 1295.29 | 0.3 | 62.9249
4 | Pad | J114-D | JAZ | 2 |  | survey data not collected |  | 0.3
4 | Pad | J71 | JAZ | 3 | 288065.41 | 4445657.33 | 1295.24 | 0.3 | 48.9687
4 | Pad | J75 | JAZ | 4 | 288136.24 | 4445675.51 | 1295.26 | 0.3 | 50.2864
4 | Pad | J85 | JAZ | 5 | 288098.55 | 4445675.27 | 1295.28 | 0.3 | 42.6981
4 | Pad | JP10 | JAZ | 6 | 288081.63 | 4445585.1 | 1295.26 | 0.3 | 55.4369
4 | Pad | J97 | JAZ | 7 | 288131.71 | 4445693.24 | 1295.25 | 0.3 | 63.9769
4 | Pad | J114-R | JAZ | 8 | 288093.2 | 4445695.95 | 1295.86 | 0.3 | 64.0552
4 | Pad | J15 | JAZ | 9 | 288149.88 | 4445622.35 | 1295.31 | 0.3 | 43.1013
4 | Pad | JP04 | JAZ | 10 | 288062.46 | 4445726.67 | 1294.9 | 0.3 | 103.6568
4 | Pad | J11 | JAZ | 11 | 288079.01 | 4445604.19 | 1295.23 | 0.3 | 41.5782
4 | Pad | JP13 | JAZ | 12 | 288170.24 | 4445607.83 | 1295.23 | 0.3 | 67.1254
4 | Pad | J94 | JAZ | 13 | 288096.25 | 4445684.11 | 1295.27 | 0.3 | 51.8302
4 | Pad | J114-L | JAZ | 14 | 288093.2 | 4445695.95 | 1295.86 | 0.3 | 64.0552
4 | Pad | J113-L | JAZ | 15 | 288081.39 | 4445692.92 | 1295.86 | 0.3 | 65.0473
4 | Pad | J113-R | JAZ | 16 | 288081.39 | 4445692.92 | 1295.86 | 0.3 | 65.0473
4 | NA | SentrySend1/SentryReceive1 | Sentry | 101 | sender=287557 receiver=288544 | sender=4445552 receiver=4445817 |  | 1.5 | NA
4 | NA | SentrySend2/SentryReceive2 | Sentry | 102 | sender=287548 receiver=288534 | sender=4445599 receiver=4445846 |  | 1.5 | NA
4 | Playa | 1 | PWIDS | 52 | 278619.8 | 4451261.3 | NA | 2 | 11031.8409
4 | Playa | 2 | PWIDS | 66 | 281477.8 | 4454463.2 | NA | 2 | 11041.902
4 | Playa | 3 | PWIDS | 27 | 285343.6 | 4456327.9 | NA | 2 | 11045.7901
4 | Playa | 4 | PWIDS | 41 | 289628.6 | 4456571.3 | NA | 2 | 11042.7535
4 | Playa | 5 | PWIDS | 91 | 293680.7 | 4455156.2 | NA | 2 | 11033.116
4 | Playa | 6 | PWIDS | 77 | 283789.6 | 4448216 | NA | 2 | 5031.8429
4 | Playa | 7 | PWIDS | 109 | 285088.6 | 4449671.5 | NA | 2 | 5042.0647
4 | Playa | 8 | PWIDS | 11 | 286845.9 | 4450519 | NA | 2 | 5045.7715
4 | Playa | 9 | PWIDS | 46 | 288793.6 | 4450629.6 | NA | 2 | 5042.6831
4 | Playa | 10 | PWIDS | 23 | 290635.5 | 4449986.4 | NA | 2 | 5033.1637
4 | Playa | 11 | PWIDS | 113 | 286374.5 | 4446693.3 | NA | 2 | 2031.9485
4 | Playa | 12 | PWIDS | 40 | 286894.1 | 4447275.6 | NA | 2 | 2042.0865
4 | Playa | 13 | PWIDS | 83 | 287597 | 4447614.6 | NA | 2 | 2045.8232
4 | Playa | 14 | PWIDS | 106 | 288376.1 | 4447658.9 | NA | 2 | 2042.8294
4 | Playa | 15 | PWIDS | 32 | 289112.8 | 4447401.5 | NA | 2 | 2033.2578
4 | Playa | 16 | PWIDS | 108 | 287236.1 | 4446185.8 | NA | 2 | 1032.2535
4 | Playa | 17 | PWIDS | 7 | 287847.4 | 4446646.5 | NA | 2 | 1045.8645
4 | Playa | 18 | PWIDS | 84 | 288605.3 | 4446539.9 | NA | 2 | 1033.5412
4 | Playa | 19 | PWIDS | 44 | 288138.9 | 4445541.6 | NA | 2 | 97.0503
4 | Playa | 20 | PWIDS | 36 | 283474.8 | 4443576 | NA | 2 | 5069.8572
4 | Playa | 21 | PWIDS | 54 | 284442.9 | 4443827 | NA | 2 | 4086.4804
4 | Playa | 22 | PWIDS | 30 | 285410.8 | 4444077.8 | NA | 2 | 3114.0538
4 | Playa | 23 | PWIDS | 2 | 286378.9 | 4444328.7 | NA | 2 | 2166.5293
4 | Playa | 24 | PWIDS | 55 | 287346.9 | 4444579.6 | NA | 2 | 1300.3295
4 | Playa | 25 | PWIDS | 48 | 288314.9 | 4444830.5 | NA | 2 | 829.3454
4 | Playa | 26 | PWIDS | 82 | 289282.9 | 4445081.3 | NA | 2 | 1298.0104
4 | Playa | 27 | PWIDS | 56 | 290250.9 | 4445332.3 | NA | 2 | 2163.6952
4 | Playa | 28 | PWIDS | 90 | 291219 | 4445583.1 | NA | 2 | 3111.1115
4 | Playa | 29 | PWIDS | 107 | 292186.9 | 4445834 | NA | 2 | 4083.5154
4 | Playa | 30 | PWIDS | 79 | 293155 | 4446084.9 | NA | 2 | 5066.8296
4 | Playa | 31 | PWIDS | 4 | 288573.7 | 4443864.6 | NA | 2 | 1829.2928
4 | Playa | 32 | PWIDS | 81 | 288832.5 | 4442898.6 | NA | 2 | 2829.3529
4 | Playa | 33 | PWIDS | 104 | 289091.4 | 4441932.7 | NA | 2 | 3829.3455
4 | Playa | 34 | PWIDS | 103 | 289350.2 | 4440966.8 | NA | 2 | 4829.3137
4 | Grid | 1 | Outdoor Field Thermocouple |  | 288086.22 | 4445649.74 |  |  | 27.2912
4 | Grid | 2 | Outdoor Field Thermocouple |  | 288132.74 | 4445662.02 |  |  | 37.4077 | No data received from 240 cm height.
4 | Grid | 3 | Outdoor Field Thermocouple |  | 288136.24 | 4445675.51 |  |  | 50.2864
4 | Grid | 4 | Outdoor Field Thermocouple |  | 288088.53 | 4445659.98 |  |  | 32.886 | No data received from 240 cm height.
4 | Grid | 5 | Outdoor Field Thermocouple |  | 288130.5 | 4445661.4 |  |  | 35.4983 | No data received from 240 cm height.
4 | Grid | 6 | Outdoor Field Thermocouple |  | 288116.19 | 4445663.59 |  |  | 30.9138 | No data received from 240 cm height.
4 | Grid | 7 | Outdoor Field Thermocouple |  | 288089.38 | 4445656.74 |  |  | 29.8129
4 | Grid | 8 | Outdoor Field Thermocouple |  | 288128.15 | 4445660.76 |  |  | 33.5599
4 | Grid | 9 | Outdoor Field Thermocouple |  | 288090.64 | 4445650.38 |  |  | 24.2919
4 | Grid | 10 | Outdoor Field Thermocouple |  | 288126.23 | 4445659.72 |  |  | 31.5995
4 | Grid | 11 | Outdoor Field Thermocouple |  | 288097.78 | 4445658.83 |  |  | 27.2431 | No data received from 240 cm height.
4 | Grid | 12 | Outdoor Field Thermocouple |  | 288062.89 | 4445703.87 |  |  | 83.5817
4 | Grid | 13 | Outdoor Field Thermocouple |  | 288072.54 | 4445690.64 |  |  | 67.2379
4 | Grid | 14 | Outdoor Field Thermocouple |  | 288096.92 | 4445662.08 |  |  | 30.5766 | No data received from any of the positions.
4 | Grid | 15 | Outdoor Field Thermocouple |  | 288065.41 | 4445657.33 |  |  | 48.9687 | No data received from any of the positions.
4 | Grid | 16 | Outdoor Field Thermocouple |  | 288088.46 | 4445650.32 |  |  | 25.8815 | No data received from 240 cm height.
4 | Grid | 17 | Outdoor Field Thermocouple |  | 288107.96 | 4445699.75 |  |  | 66.0509 | No data received from any of the positions.
4 | Grid | 18 | Outdoor Field Thermocouple |  | 288084.4 | 4445693.49 |  |  | 64.3899
4 | Grid | 19 | Outdoor Field Thermocouple |  | 288115.32 | 4445666.84 |  |  | 33.8754 | No data received from 240 cm height.
4 | Grid | 20 | Outdoor Field Thermocouple |  | 288100.82 | 4445666.4 |  |  | 33.5446
4 | Grid | 21 | Outdoor Field Thermocouple |  | 288089.47 | 4445710.7 |  |  | 79.269 | No data received from any of the positions.
4 | Grid | 22 | Outdoor Field Thermocouple |  | 288098.55 | 4445675.27 |  |  | 42.6981 | No data received from any of the positions.
4 | Grid | 23 | Outdoor Field Thermocouple |  | 288079.01 | 4445604.19 |  |  | 41.5782 | No data received from any of the positions.
4 | Grid | 24 | Outdoor Field Thermocouple |  | 288093.2 | 4445695.95 |  |  | 64.0552 | No data received from any of the positions.
4 | Grid | 25 | Outdoor Field Thermocouple |  | 288116.02 | 4445717.49 |  |  | 84.1449
4 | Grid | 26 | Outdoor Field Thermocouple |  | 288096.25 | 4445684.11 |  |  | 51.8302 | No data received from any of the positions.
4 | Grid | 27 | Outdoor Field Thermocouple |  | 288107.15 | 4445661.26 |  |  | 27.584
4 | Grid | 28 | Outdoor Field Thermocouple |  | 288106.31 | 4445664.52 |  |  | 30.8842 | No data received from any of the positions.
4 | Grid | 29 | Outdoor Field Thermocouple |  | 288102.89 | 4445657.52 |  |  | 24.4266 | No data received from any of the positions.
4 | Grid | 42 | Outdoor Field Thermocouple |  | 288114.46 | 4445613.26 |  |  | 21.348 | No data received from any of the positions.
4 | Grid | 43 | Outdoor Field Thermocouple |  | 288083.86 | 4445649.12 |  |  | 28.8979 | No data received from any of the positions.
4 | Grid | 45 | Outdoor Field Thermocouple |  | 288149.88 | 4445622.35 |  |  | 43.1013 | No data received from any of the positions.
4 | Grid | 70 | Outdoor Field Thermocouple |  | 288129.69 | 4445664.39 |  |  | 37.4087 | No data received from any of the positions.
4 | Grid | 71 | Outdoor Field Thermocouple |  | 288076.52 | 4445650.73 |  |  | 36.0554 | No data received from any of the positions.
4 | Grid | 73 | Outdoor Field Thermocouple |  | 288091.95 | 4445734.27 |  |  | 101.8904 | No data received from any of the positions.
4 | Grid | 74 | Outdoor Field Thermocouple |  | 288062.46 | 4445726.67 |  |  | 103.6568 | No data received from any of the positions.
4 | Grid | 79 | Outdoor Field Thermocouple |  | 288091.79 | 4445833.18 |  |  | 200.1621 | No data received from any of the positions.
4 | Grid | 39 | Indoor Field Thermocouple
4 | Grid | 40 | Indoor Field Thermocouple
4 | Grid | 41 | Indoor Field Thermocouple
4 | Grid | 44 | Indoor Field Thermocouple
4 | Grid | 46 | Indoor Field Thermocouple
4 | Grid | 47 | Indoor Field Thermocouple
4 | Grid | 48 | Indoor Field Thermocouple | [6 empty] | No data received at any of the positions.
4 | Grid | West UV | Lidar | UV Lidar 123 | 286125.0549 | 4446196.2249 |  | 2 | 2061.4789
4 | Grid | East UV | Lidar | UV Lidar 121 | 289542.2226 | 4447110.2797 |  | 2 | 2058.2569
4 | Grid | LIF | Lidar | LIF | 291159.4161 | 4445625.0044 |  | ~3.0 | 3051.1284
4 | Grid | WDL | Lidar | WDL | 291174 | 4445628 |  | ~3.0 | 3065.7053
1 | Cameras | Position 1 | HD Camera | Not recorded | 288014.904 | 4445719.088 | 1294.885 | 9.144 | 126.5461 | NW Tower Camera, height is approximately 30 ft
1 | Cameras | Position 2 | HD Camera | Not recorded | 288150.021 | 4445747.47 | 1294.923 | 9.144 | 121.1786 | NE Tower Camera, height is approximately 30 ft
1 | Cameras | Position 3 | HD Camera | Not recorded | 288191.56 | 4445597.12 | 1294.864 | 9.144 | 90.9413 | SE Tower Camera, height is approximately 30 ft
1 | Cameras | Position 4 | HD Camera | Not recorded | 288052.946 | 4445566.446 | 1294.87 | 9.144 | 87.1043 | SW Tower Camera, height is approximately 30 ft
1 | Cameras | Position 5 | HD Camera | Not recorded | 288092.5402 | 4445698.9078 | no survey | 10.6 | 67.0852 | Per camera operator notes, position was on top of Connex 11.4, directly in middle of conjoined connex's. No survey location was obtained. Coordinates are estimates. Cameras faced north.
1 | Cameras | Position 6 | HD Camera | Not recorded | 288092.5402 | 4445698.9078 | no survey | 10.6 | 67.0852 | Same location as Position 5, but Position 6 cameras faced south.
1 | Cameras | Position 7 | HD Camera | Not recorded | 288123.409 | 4445642.851 | no survey | 11.5 | 17.6642 | Per camera operator notes, Position 7 was on a pole extending approx 8 ft north of northwest corner of Connex 4.4. No survey location was obtained. Coordinates are estimates.
1 | Cameras | Position 8 | HD Camera | Not recorded | 287989.981 | 4445601.679 | 1296.494 | 1.524 | 122.5754 | Height is approximately 5 ft
1 | Cameras | Position 9 | HD Camera | Not recorded | 288218.052 | 4445657.929 | 1296.525 | 1.524 | 112.3946 | Height is approximately 5 ft
1 | Cameras | Position 10 | HD Camera | Not recorded | 288285.995 | 4445250.245 | 1296.658 | 1.524 | 422.6266 | Height is approximately 5 ft
1 | Cameras | Position 11 | HD Camera | Not recorded | 288204.79 | 4445225.909 | 1296.591 | 1.524 | 419.0511 | Height is approximately 5 ft
1 | Cameras | Position 12 | HD Camera | Not recorded | 288155.111 | 4445211.172 | 1296.598 | 1.524 | 425.1131 | Height is approximately 5 ft
1 | Cameras | Position 1 | IR Camera | 404004435 | 288014.904 | 4445719.088 | 1294.885 | 9.144 | 126.5461 | NW Tower Camera, height is approximately 30 ft
1 | Cameras | Position 2 | IR Camera | 404004434 | 288150.021 | 4445747.47 | 1294.923 | 9.144 | 121.1786 | NE Tower Camera, height is approximately 30 ft
1 | Cameras | Position 3 | IR Camera | 404004504 | 288191.56 | 4445597.12 | 1294.864 | 9.144 | 90.9413 | SE Tower Camera, height is approximately 30 ft
1 | Cameras | Position 4 | IR Camera | 404004427 | 288052.946 | 4445566.446 | 1294.87 | 9.144 | 87.1043 | SW Tower Camera, height is approximately 30 ft
1 | Cameras | Position 5 | IR Camera | 404004439 | 288092.5402 | 4445698.9078 | no survey | 10.6 | 67.0852 | Per camera operator notes, position was on top of Connex 11.4, directly in middle of conjoined connex's. No survey location was obtained. Coordinates are estimates. Cameras faced north.
1 | Cameras | Position 6 | IR Camera | 404004478 | 288092.5402 | 4445698.9078 | no survey | 10.6 | 67.0852 | Same location as Position 5, but Position 6 cameras faced south.
1 | Cameras | Position 7 | IR Camera | 404004426 | 288123.409 | 4445642.851 | no survey | 11.5 | 17.6642 | Per camera operator notes, Position 7 was on a pole extending approx 8 ft north of northwest corner of Connex 4.4. No survey location was obtained. Coordinates are estimates.
1 | Cameras | Position 6 | HS Camera | 11874 | 288092.5402 | 4445698.9078 | no survey | 10.6 | 67.0852 | Same location as Position 5, but Position 6 cameras faced south. A high-speed camera was also used at this location starting with Trial 2.
1 | Cameras | Position 7 | HS Camera | 7945 | 288123.409 | 4445642.851 | no survey | 11.5 | 17.6642 | Per camera operator notes, Position 7 was on a pole extending approx 8 ft north of northwest corner of Connex 4.4. No survey location was obtained. Coordinates are estimates.
1 | Cameras | Position 8 | HS Camera | 13688 | 287989.981 | 4445601.679 | 1296.494 | 1.524 | 122.5754 | Height is approximately 5 ft
1 | Cameras | Position 9 | HS Camera | 11876 | 288218.052 | 4445657.929 | 1296.525 | 1.524 | 112.3946 | Height is approximately 5 ft

## Trial 5
Trial | Group | Location | Type | Unit Serial Number | Easting (m) | Northing (m) | Elevation (m) | Height Above Elevation (m) | Distance to Release Point (m) | Comments
5 | Field | 11K-TR01 | ToxiRAE | 1371 | 293609.2 | 4455160.2 | 1297.889 | 0.3 | 11000.641
5 | Field | 11K-TR02 | ToxiRAE | 1378 | 292758 | 4455603.3 | 1297.499 | 0.3 | 11000.5743
5 | Field | 11K-TR03 | ToxiRAE | 1969 | 291871.4 | 4455970.6 | 1296.909 | 0.3 | 11000.5647
5 | Field | 11K-TR04 | ToxiRAE | 1356 | 290956.2 | 4456259.2 | 1296.184 | 0.3 | 11000.5357
5 | Field | 11K-TR05 | ToxiRAE | 1984 | 290019.3 | 4456466.8 | 1295.569 | 0.3 | 11000.3626
5 | Field | 11K-TR06 | ToxiRAE | 1352 | 289067.9 | 4456592.1 | 1294.838 | 0.3 | 11000.3347
5 | Field | 11K-TR07 | ToxiRAE | 1386 | 288109.2 | 4456634 | 1294.304 | 0.3 | 11000.3
5 | Field | 11K-TR08 | ToxiRAE | 1963 | 287150.5 | 4456592.1 | 1293.674 | 0.3 | 11000.1778
5 | Field | 11K-TR09 | ToxiRAE | 1426 | 286199.1 | 4456466.8 | 1293.346 | 0.3 | 11000.05
5 | Field | 11K-TR10 | ToxiRAE | 1355 | 285262.2 | 4456259.1 | 1293.014 | 0.3 | 10999.9732
5 | Field | 11K-TR11 | ToxiRAE | 1364 | 285262.2 | 4456259.1 | 1293.014 | 0.3 | 10999.9732
5 | Field | 11K-TR12 | ToxiRAE | 1448 | 284347 | 4455970.6 | 1292.977 | 0.3 | 10999.9491
5 | Field | 11K-TR13 | ToxiRAE | 1441 | 283460.4 | 4455603.3 | 1292.785 | 0.3 | 10999.8136
5 | Field | 11K-TR14 | ToxiRAE | 1381 | 282609.2 | 4455160.2 | 1292.346 | 0.3 | 10999.741
5 | Field | 11K-TR15 | ToxiRAE | 1978 | 281799.8 | 4454644.6 | 1292.276 | 0.3 | 10999.7041
5 | Field | 11K-TR16 | ToxiRAE | 1372 | 281038.5 | 4454060.4 | 1292.227 | 0.3 | 10999.6066
5 | Field | 11K-TR17 | ToxiRAE | 1445 | 280331 | 4453412.1 | 1292.222 | 0.3 | 10999.541
5 | Field | 11K-TR18 | ToxiRAE | 1982 | 279682.7 | 4452704.6 | 1292.277 | 0.3 | 10999.471
5 | Field | 11K-TR19 | ToxiRAE | 1951 | 279098.5 | 4451943.3 | 1292.427 | 0.3 | 10999.434
5 | Field | 11K-TR20 | ToxiRAE | 1368 | 278582.9 | 4451134 | 1292.585 | 0.3 | 10999.3884
5 | Field | 5K-TR01 | ToxiRAE | 1424 | 290417.9 | 4450069 | 1296.19 | 0.3 | 5000.6138
5 | Field | 5K-TR02 | ToxiRAE | 1430 | 290022.6 | 4450253.4 | 1295.865 | 0.3 | 5000.6172
5 | Field | 5K-TR03 | ToxiRAE | 1958 | 289612.7 | 4450402.5 | 1295.438 | 0.3 | 5000.4673
5 | Field | 5K-TR04 | ToxiRAE | 1977 | 289191.4 | 4450515.5 | 1295.27 | 0.3 | 5000.5077
5 | Field | 5K-TR05 | ToxiRAE | 1964 | 288761.8 | 4450591.2 | 1294.903 | 0.3 | 5000.3868
5 | Field | 5K-TR06 | ToxiRAE | 1460 | 288327.2 | 4450629.2 | 1294.889 | 0.3 | 5000.2937
5 | Field | 5K-TR07 | ToxiRAE | 1463 | 287891.1 | 4450629.2 | 1294.533 | 0.3 | 5000.2196
5 | Field | 5K-TR08 | ToxiRAE | 1955 | 287456.6 | 4450591.2 | 1294.315 | 0.3 | 5000.1519
5 | Field | 5K-TR09 | ToxiRAE | 1395 | 287027 | 4450515.4 | 1294.015 | 0.3 | 5000.0205
5 | Field | 5K-TR10 | ToxiRAE | 1961 | 287027 | 4450515.4 | 1294.015 | 0.3 | 5000.0205
5 | Field | 5K-TR11 | ToxiRAE | 1431 | 286605.6 | 4450402.5 | 1293.795 | 0.3 | 4999.9561
5 | Field | 5K-TR12 | ToxiRAE | 1439 | 286195.8 | 4450253.3 | 1293.696 | 0.3 | 4999.836
5 | Field | 5K-TR13 | ToxiRAE | 1369 | 285800.4 | 4450069 | 1293.519 | 0.3 | 4999.8288
5 | Field | 5K-TR14 | ToxiRAE | 1370 | 285422.7 | 4449850.9 | 1293.637 | 0.3 | 4999.7223
5 | Field | 5K-TR15 | ToxiRAE | 1380 | 285065.4 | 4449600.7 | 1293.566 | 0.3 | 4999.6329
5 | Field | 5K-TR16 | ToxiRAE | 1960 | 284731.2 | 4449320.3 | 1293.611 | 0.3 | 4999.5824
5 | Field | 5K-TR17 | ToxiRAE | 1970 | 284422.8 | 4449011.9 | 1293.52 | 0.3 | 4999.5145
5 | Field | 5K-TR18 | ToxiRAE | 1443 | 284142.4 | 4448677.8 | 1293.722 | 0.3 | 4999.4907
5 | Field | 5K-TR19 | ToxiRAE | 1349 | 283892.2 | 4448320.4 | 1293.813 | 0.3 | 4999.3856
5 | Field | 2K-MR01 | MiniRAE | 4400 | 289109.2 | 4447366 | 1295.787 | 0.3 | 2000.6659
5 | Field | 2K-MR02 | MiniRAE | 4766 | 288954.4 | 4447446.6 | 1295.908 | 0.3 | 2000.6228
5 | Field | 2K-MR03 | MiniRAE | 4782 | 288790.7 | 4447506.3 | 1295.89 | 0.3 | 1993.0631
5 | Field | 2K-MR04 | MiniRAE | 4773 | 288626.8 | 4447565.8 | 1295.706 | 0.3 | 2000.4631
5 | Field | 2K-MR05 | MiniRAE | 4733 | 288456.5 | 4447603.6 | 1295.604 | 0.3 | 2000.4373
5 | Field | 2K-MR06 | MiniRAE | 4388 | 288283.5 | 4447626.4 | 1295.452 | 0.3 | 2000.387
5 | Field | 2K-MR07 | MiniRAE | 4765 | 288109.2 | 4447634 | 1295.26 | 0.3 | 2000.3002
5 | Field | 2K-MR08 | MiniRAE | 4739 | 287934.9 | 4447626.3 | 1295.089 | 0.3 | 2000.1306
5 | Field | 2K-MR09 | MiniRAE | 3377 | 287761.9 | 4447603.5 | 1294.992 | 0.3 | 2000.0262
5 | Field | 2K-MR10 | MiniRAE | 4714 | 287593.5 | 4447558.6 | 1294.891 | 0.3 | 1992.5509
5 | Field | 2K-MR11 | MiniRAE | 2761 | 287593.5 | 4447558.6 | 1294.891 | 0.3 | 1992.5509
5 | Field | 2K-MR12 | MiniRAE | 2850 | 287425.1 | 4447513.3 | 1294.638 | 0.3 | 1999.9146
5 | Field | 2K-MR13 | MiniRAE | 4527 | 287267.1 | 4447439.8 | 1294.526 | 0.3 | 1992.3892
5 | Field | 2K-MR14 | MiniRAE | 4501 | 287109.2 | 4447366 | 1294.532 | 0.3 | 1999.766
5 | Field | 2K-MR15 | MiniRAE | 8048 | 286962 | 4447272.2 | 1294.523 | 0.3 | 1999.6715
5 | Field | 2K-MR16 | MiniRAE | 4721 | 286828.4 | 4447160.2 | 1294.416 | 0.3 | 1992.0708
5 | Field | 2K-MR17 | MiniRAE | 4729 | 286694.9 | 4447048.1 | 1294.379 | 0.3 | 1999.5567
5 | Field | 2K-MR18 | MiniRAE | 4718 | 286577.1 | 4446919.5 | 1294.467 | 0.3 | 1999.4637
5 | Field | 2K-MR19 | MiniRAE | 4540 | 286470.8 | 4446781.1 | 1294.46 | 0.3 | 1999.4832
5 | Field | 2K-MR20 | MiniRAE | 4746 | 286377.1 | 4446633.9 | 1294.381 | 0.3 | 1999.3633
5 | Field | 1K-MR01 | MiniRAE | 4772 | 288570.9 | 4446521 | 1295.229 | 0.3 | 1000.6498
5 | Field | 1K-MR02 | MiniRAE | 4725 | 288491.8 | 4446557.8 | 1295.095 | 0.3 | 1000.5164
5 | Field | 1K-MR03 | MiniRAE | 4429 | 288408.8 | 4446584.1 | 1295.128 | 0.3 | 996.775
5 | Field | 1K-MR04 | MiniRAE | 2818 | 288325.7 | 4446610.2 | 1295.022 | 0.3 | 1000.4074
5 | Field | 1K-MR05 | MiniRAE | 4735 | 288239.7 | 4446625.4 | 1294.975 | 0.3 | 1000.3674
5 | Field | 1K-MR06 | MiniRAE | 6071 | 288152.8 | 4446633 | 1294.956 | 0.3 | 1000.2903
5 | Field | 1K-MR07 | MiniRAE | 4757 | 288065.6 | 4446633 | 1294.947 | 0.3 | 1000.2119
5 | Field | 1K-MR08 | MiniRAE | 2766 | 287978.6 | 4446625.3 | 1294.824 | 0.3 | 1000.0463
5 | Field | 1K-MR09 | MiniRAE | 4741 | 287892.7 | 4446610.3 | 1294.798 | 0.3 | 1000.1155
5 | Field | 1K-MR10 | MiniRAE | 4763 | 287892.7 | 4446610.3 | 1294.798 | 0.3 | 1000.1155
5 | Field | 1K-MR11 | MiniRAE | 4777 | 287808.5 | 4446587.6 | 1294.735 | 0.3 | 999.9026
5 | Field | 1K-MR12 | MiniRAE | 3772 | 287726.5 | 4446557.8 | 1294.69 | 0.3 | 999.866
5 | Field | 1K-MR13 | MiniRAE | 4785 | 287647.4 | 4446520.9 | 1294.672 | 0.3 | 999.7763
5 | Field | 1K-MR14 | MiniRAE | 681 | 287571.9 | 4446477.4 | 1294.686 | 0.3 | 999.7773
5 | Field | 1K-MR15 | MiniRAE | 4737 | 287500.4 | 4446427.3 | 1294.714 | 0.3 | 999.6716
5 | Field | 1K-MR16 | MiniRAE | 3779 | 287433.6 | 4446371.3 | 1294.656 | 0.3 | 999.6369
5 | Field | 1K-MR17 | MiniRAE | 4550 | 287371.9 | 4446309.5 | 1294.603 | 0.3 | 999.4952
5 | Field | 1K-MR18 | MiniRAE | 4789 | 287315.8 | 4446242.7 | 1294.644 | 0.3 | 999.4685
5 | Field | 1K-MR19 | MiniRAE | 4715 | 287265.8 | 4446171.3 | 1294.658 | 0.3 | 999.4098
5 | Field | 500M-MR01 | MiniRAE | 4778 | 288359.2 | 4446066.9 | 1295.063 | 0.3 | 500.6127
5 | Field | 500M-MR02 | MiniRAE | 4770 | 288320.5 | 4446087.1 | 1295.082 | 0.3 | 500.6
5 | Field | 500M-MR03 | MiniRAE | 4696 | 288280.2 | 4446103.8 | 1295.067 | 0.3 | 500.5433
5 | Field | 500M-MR04 | MiniRAE | 4711 | 288238.6 | 4446116.9 | 1294.957 | 0.3 | 500.4601
5 | Field | 500M-MR05 | MiniRAE | 4506 | 288196 | 4446126.4 | 1294.869 | 0.3 | 500.4444
5 | Field | 500M-MR06 | MiniRAE | 4712 | 288152.7 | 4446132 | 1294.941 | 0.3 | 500.2742
5 | Field | 500M-MR07 | MiniRAE | 4503 | 288109.2 | 4446134 | 1294.855 | 0.3 | 500.3008
5 | Field | 500M-MR08 | MiniRAE | 4736 | 288065.6 | 4446132.1 | 1294.875 | 0.3 | 500.2258 | Lamp failed to turn on- reseated lamp
5 | Field | 500M-MR09 | MiniRAE | 4754 | 288022.4 | 4446126.4 | 1294.91 | 0.3 | 500.1321
5 | Field | 500M-MR10 | MiniRAE | 4749 | 287979.8 | 4446116.9 | 1294.924 | 0.3 | 499.9945
5 | Field | 500M-MR11 | MiniRAE | 4404 | 287979.8 | 4446116.9 | 1294.924 | 0.3 | 499.9945 | Lamp failed to turn on- reseated lamp
5 | Field | 500M-MR12 | MiniRAE | 3376 | 287938.2 | 4446103.8 | 1294.922 | 0.3 | 499.928
5 | Field | 500M-MR13 | MiniRAE | 4690 | 287897.9 | 4446087.1 | 1294.892 | 0.3 | 499.8397 | elevated baseline (>10ppm)
5 | Field | 500M-MR14 | MiniRAE | 4330 | 287859.2 | 4446066.9 | 1294.863 | 0.3 | 499.713
5 | Field | 500M-MR15 | MiniRAE | 3882 | 287822.4 | 4446043.5 | 1294.853 | 0.3 | 499.6747 | Lamp failed to turn on- reseated lamp
5 | Field | 500M-MR16 | MiniRAE | 4779 | 287787.8 | 4446017 | 1294.831 | 0.3 | 499.639
5 | Field | 500M-MR17 | MiniRAE | 4730 | 287755.6 | 4445987.5 | 1294.851 | 0.3 | 499.5715
5 | Field | 500M-MR18 | MiniRAE | 4728 | 287726.2 | 4445955.4 | 1294.833 | 0.3 | 499.491
5 | Field | 500M-MR19 | MiniRAE | 4748 | 287699.6 | 4445920.7 | 1294.804 | 0.3 | 499.4043 | Lamp failed to turn on- reseated lamp
5 | Field | 500M-MR20 | MiniRAE | 4742 | 287676.2 | 4445883.9 | 1294.771 | 0.3 | 499.31
5 | Field | 200M-MR01 | MiniRAE | 4710 | 288193.7 | 4445815.2 | 1294.968 | 0.7 | 200.5877
5 | Field | 200M-MR02 | MiniRAE | 4776 | 288160.9 | 4445827.1 | 1294.947 | 0.7 | 200.4253
5 | Field | 200M-MR03 | MiniRAE | 4774 | 288126.6 | 4445833.2 | 1294.918 | 0.7 | 200.3376
5 | Field | 200M-MR04 | MiniRAE | 3776 | 288091.8 | 4445833.2 | 1294.915 | 0.7 | 200.1812
5 | Field | 200M-MR05B | MiniRAE | 4740 | 288057.5 | 4445827.2 | 1294.882 | 0.7 | 200.0572
5 | Field | 200M-MR05T | MiniRAE | 240 | 288057.5 | 4445827.2 | 1294.882 | 6 | 200.0572
5 | Field | 200M-MR06B | MiniRAE | 4387 | 288024.6 | 4445815.2 | 1294.856 | 0.7 | 199.8698
5 | Field | 200M-MR06T | MiniRAE | 4759 | 288024.6 | 4445815.2 | 1294.856 | 6 | 199.8698
5 | Field | 200M-MR07B | MiniRAE | 4751 | 287994.5 | 4445797.8 | 1294.837 | 0.7 | 199.6979
5 | Field | 200M-MR07M | MiniRAE | 4738 | 287994.5 | 4445797.8 | 1294.837 | 3 | 199.6979
5 | Field | 200M-MR07T | MiniRAE | 4334 | 287994.5 | 4445797.8 | 1294.837 | 6 | 199.6979
5 | Field | 200M-MR08 | MiniRAE | 4405 | 287967.8 | 4445775.4 | 1294.8 | 0.7 | 199.5473
5 | Field | 200M-MR09 | MiniRAE | 4719 | 287945.3 | 4445748.7 | 1294.832 | 0.7 | 199.4843
5 | Field | 200M-MR10 | MiniRAE | 3786 | 287928 | 4445718.5 | 1294.815 | 0.7 | 199.2464
5 | Field | 200M-MR11 | MiniRAE | 4731 | 287916 | 4445582.2 | 1294.81 | 0.7 | 199.0767
5 | Field | 200M-MR12 | MiniRAE | 4784 | 288009.2 | 4445460.7 | 1294.821 | 0.7 | 199.3735
5 | Field | 200M-MR13 | MiniRAE | 4401 | 288160.9 | 4445440.8 | 1295.228 | 0.7 | 199.9429
5 | Field | 200M-MR14 | MiniRAE | 4505 | 288282.4 | 4445534 | 1294.961 | 0.7 | 200.6263
5 | Field | 200M-MR15 | MiniRAE | 4724 | 288302.3 | 4445685.7 | 1295.01 | 0.7 | 200.8482
5 | Field | 200M-MR16 | MiniRAE | 4716 | 288223.9 | 4445797.8 | 1294.96 | 0.7 | 200.7291
5 | Indoor Study | SC1-MR01 | MiniRAE | 9748
5 | Indoor Study | SC1-MR02 | MiniRAE | 4753
5 | Indoor Study | SC1-MR03 | MiniRAE | 8335
5 | Indoor Study | SC1-MR04 | MiniRAE | 4783
5 | Indoor Study | SC1-MR05 | MiniRAE | 4335
5 | Indoor Study | SC1-MR06 | MiniRAE | 4723
5 | Indoor Study | SC1-MR07 | MiniRAE | 3414 | [5 empty] | Computer datalogger lists S/N 1762, instrument labeled 3414
5 | Indoor Study | SC1-MR08 | MiniRAE | 4323
5 | Indoor Study | SC2-MR01 | MiniRAE | 4507
5 | Indoor Study | SC2-MR02 | MiniRAE | 4698
5 | Indoor Study | SC2-MR03 | MiniRAE | 4412 | [5 empty] | Yes, that reading is really what was recorded by the instrument.
5 | Indoor Study | SC2-MR04 | MiniRAE | 4734
5 | Indoor Study | SC2-MR05 | MiniRAE | 4762
5 | Indoor Study | SC2-MR06 | MiniRAE | 4692
5 | Indoor Study | SC3-MR01 | MiniRAE | 4786
5 | Indoor Study | SC3-MR02 | MiniRAE | 2846
5 | Indoor Study | SC3-MR03 | MiniRAE | 4713
5 | Indoor Study | SC3-MR04 | MiniRAE | 4722
5 | Indoor Study | SC3-MR05 | MiniRAE | 4726
5 | Indoor Study | SC3-MR06 | MiniRAE | 4764
5 | Indoor Study | T3-MR01 | MiniRAE | 4758
5 | Indoor Study | T3-MR02 | MiniRAE | 3774
5 | Indoor Study | T3-MR03 | MiniRAE | 4755
5 | Indoor Study | T3-MR04 | MiniRAE | 3885
5 | UVU Vehicles | V1-GAS PEDAL | ToxiRAE | 1365
5 | UVU Vehicles | V1-NOSE | ToxiRAE | 1457
5 | UVU Vehicles | V3-BRAKE PEDAL | ToxiRAE | 1390 | [5 empty] | set up at 500m, but when day crew went to collect instruments the vehicle was in the Urban area.
5 | UVU Vehicles | V3-NOSE | ToxiRAE | 1446 | [5 empty] | set up at 500m, but when day crew went to collect instruments the vehicle was in the Urban area.
5 | UVU Vehicles | V5-GAS PEDAL | ToxiRAE | 1983 | [5 empty] | set up at 500m, but when day crew went to collect instruments the vehicle was in the Urban area.
5 | UVU Vehicles | V5-NOSE | ToxiRAE | 1473 | [5 empty] | set up at 500m, but when day crew went to collect instruments the vehicle was in the Urban area.
5 | UVU Vehicles | V6-GAS PEDAL | ToxiRAE | 1438 | [5 empty] | set up at 500m, but when day crew went to collect instruments the vehicle was in the Urban area.
5 | UVU Vehicles | V6-NOSE | ToxiRAE | 1981 | [5 empty] | set up at 500m, but when day crew went to collect instruments the vehicle was in the Urban area.
5 | Urban | CTM1 | MiniRAE | 3784 |  |  |  | 6 |  | datalogger contains no trial data; unknown instrument failure
5 | Urban | CTM2 | MiniRAE | 3771 |  |  |  | 6
5 | Urban | CTM3 | MiniRAE | 3325 |  |  |  | 3
5 | Urban | CTM4 | MiniRAE | 4451 |  |  |  | 3
5 | Urban | M114TX | MiniRAE | 4727
5 | Urban | M114TY | MiniRAE | 4499
5 | Urban | M114TZ | MiniRAE | 3324
5 | Urban | M73T | MiniRAE | 4780 | 288100.8 | 4445666.4 | 1295.28 |  | 33.5491
5 | Urban | M94T | MiniRAE | 4747 | 288096.3 | 4445684.1 | 1295.268 |  | 51.8089
5 | Urban | P03B | MiniRAE | 3775 | 288092 | 4445734.3 | 1294.91 |  | 101.912 | P-03B, means B for bottom RAE location, which is 3 m
5 | Urban | P03T | MiniRAE | 4775 | 288092 | 4445734.3 | 1294.91 |  | 101.912 | P-03T, means T for top RAE location, which is 6 m
5 | Urban | P04B | MiniRAE | 4717 | 288062.5 | 4445726.7 | 1294.902 |  | 103.666 | P-04B, means B for bottom RAE location, which is 3 m
5 | Urban | P04T | MiniRAE | 4438 | 288062.5 | 4445726.7 | 1294.902 |  | 103.666 | P-04T, means T for top RAE location, which is 6 m
5 | Grid | PJ13 | GRIMM | 9G130020 | 288170.2 | 4445607.8 | 1295.2 | 1.1 | 67.1001 | Grimm unit #2.
5 | Grid | PC2 | GRIMM | 9G130021 | 288121.5 | 4445742 | 1294.9 | 1.1 | 109.1015 | Grimm unit #3.
5 | Interior | trailer3CLeft | Canary | 1 |  |  |  | 0.8
5 | Interior | trailer3CRight | Canary | 2 |  |  |  | 0.3
5 | Interior | connex1Ffront | Canary | 3 |  |  |  | 0.3
5 | Interior | connex1Fback | Canary | 4 |  |  |  | 0.3
5 | Interior | connex2Fleft | Canary | 5 |  |  |  | 1.2
5 | Interior | connex2Fmiddle | Canary | 6 |  |  |  | 0.3
5 | Interior | connex3Fmiddle | Canary | 7 |  |  |  | 0.3
5 | Interior | connex3Ffan | Canary | 8 |  |  |  | 2.1
5 | Pad | C122 | Canary | 9 | 288062.89 | 4445703.87 | 1295.28 | 0.3 | 83.5817
5 | Pad | C125 | Canary | 10 | 288089.47 | 4445710.7 | 1295.29 | 0.3 | 79.269
5 | Pad | CP05 | Canary | 11 | 288032.92 | 4445719.09 | 1294.92 | 0.3 | 113.9017
5 | Pad | CP04 | Canary | 12 | 288062.46 | 4445726.67 | 1294.9 | 0.3 | 103.6568
5 | Pad | CP03 | Canary | 13 | 288091.95 | 4445734.27 | 1294.91 | 0.3 | 101.8904
5 | Pad | CP02 | Canary | 14 | 288121.48 | 4445741.85 | 1294.92 | 0.3 | 108.9501
5 | Pad | C128 | Canary | 15 | 288116.02 | 4445717.49 | 1295.38 | 0.3 | 84.1449
5 | Pad | C75 | Canary | 16 | 288136.24 | 4445675.51 | 1295.26 | 3 | 50.2864 | Instrument inoperable.
5 | Pad | 200M-C05 | Canary | 17 | 288057.45 | 4445827.16 | 1294.88 | 0.3 | 200.0312
5 | Pad | C71 | Canary | 18 | 288065.41 | 4445657.33 | 1295.24 | 3 | 48.9687
5 | Pad | 200M-C06 | Canary | 19 | 288024.63 | 4445815.18 | 1294.86 | 0.3 | 199.8391
5 | Field | 200M-C07 | Canary | 20 | 287994.47 | 4445797.82 | 1294.84 | 0.3 | 199.7314
5 | Pad | J91 | JAZ | 1 | 288060.86 | 4445675.04 | 1295.29 | 0.3 | 62.9249
5 | Pad | J114-D | JAZ | 2 |  | survey data not collected |  | 0.3
5 | Pad | J71 | JAZ | 3 | 288065.41 | 4445657.33 | 1295.24 | 0.3 | 48.9687
5 | Pad | J75 | JAZ | 4 | 288136.24 | 4445675.51 | 1295.26 | 0.3 | 50.2864
5 | Pad | J85 | JAZ | 5 | 288098.55 | 4445675.27 | 1295.28 | 0.3 | 42.6981
5 | Pad | JP10 | JAZ | 6 | 288081.63 | 4445585.1 | 1295.26 | 0.3 | 55.4369 | No data file received.
5 | Pad | J97 | JAZ | 7 | 288131.71 | 4445693.24 | 1295.25 | 0.3 | 63.9769
5 | Pad | J114-R | JAZ | 8 | 288093.2 | 4445695.95 | 1295.86 | 0.3 | 64.0552
5 | Pad | J15 | JAZ | 9 | 288149.88 | 4445622.35 | 1295.31 | 0.3 | 43.1013
5 | Pad | JP04 | JAZ | 10 | 288062.46 | 4445726.67 | 1294.9 | 0.3 | 103.6568
5 | Pad | J11 | JAZ | 11 | 288079.01 | 4445604.19 | 1295.23 | 0.3 | 41.5782
5 | Pad | JP13 | JAZ | 12 | 288170.24 | 4445607.83 | 1295.23 | 0.3 | 67.1254
5 | Pad | J94 | JAZ | 13 | 288096.25 | 4445684.11 | 1295.27 | 0.3 | 51.8302
5 | Pad | J114-L | JAZ | 14 | 288093.2 | 4445695.95 | 1295.86 | 0.3 | 64.0552
5 | Pad | J113-L | JAZ | 15 | 288081.39 | 4445692.92 | 1295.86 | 0.3 | 65.0473
5 | Pad | J113-R | JAZ | 16 | 288081.39 | 4445692.92 | 1295.86 | 0.3 | 65.0473
5 | NA | SentrySend1/SentryReceive1 | Sentry | 101 | sender=287557 receiver=288544 | sender=4445552 receiver=4445817 |  | 1.5 | NA
5 | NA | SentrySend2/SentryReceive2 | Sentry | 102 | sender=287548 receiver=288534 | sender=4445599 receiver=4445846 |  | 1.5 | NA
5 | Playa | 1 | PWIDS | 52 | 278619.8 | 4451261.3 | NA | 2 | 11031.8409
5 | Playa | 2 | PWIDS | 66 | 281477.8 | 4454463.2 | NA | 2 | 11041.902
5 | Playa | 3 | PWIDS | 27 | 285343.6 | 4456327.9 | NA | 2 | 11045.7901
5 | Playa | 4 | PWIDS | 41 | 289628.6 | 4456571.3 | NA | 2 | 11042.7535
5 | Playa | 5 | PWIDS | 91 | 293680.7 | 4455156.2 | NA | 2 | 11033.116
5 | Playa | 6 | PWIDS | 77 | 283789.6 | 4448216 | NA | 2 | 5031.8429
5 | Playa | 7 | PWIDS | 109 | 285088.6 | 4449671.5 | NA | 2 | 5042.0647
5 | Playa | 8 | PWIDS | 11 | 286845.9 | 4450519 | NA | 2 | 5045.7715
5 | Playa | 9 | PWIDS | 46 | 288793.6 | 4450629.6 | NA | 2 | 5042.6831
5 | Playa | 10 | PWIDS | 23 | 290635.5 | 4449986.4 | NA | 2 | 5033.1637
5 | Playa | 11 | PWIDS | 113 | 286374.5 | 4446693.3 | NA | 2 | 2031.9485
5 | Playa | 12 | PWIDS | 40 | 286894.1 | 4447275.6 | NA | 2 | 2042.0865
5 | Playa | 13 | PWIDS | 83 | 287597 | 4447614.6 | NA | 2 | 2045.8232
5 | Playa | 14 | PWIDS | 106 | 288376.1 | 4447658.9 | NA | 2 | 2042.8294
5 | Playa | 15 | PWIDS | 32 | 289112.8 | 4447401.5 | NA | 2 | 2033.2578
5 | Playa | 16 | PWIDS | 108 | 287236.1 | 4446185.8 | NA | 2 | 1032.2535
5 | Playa | 17 | PWIDS | 7 | 287847.4 | 4446646.5 | NA | 2 | 1045.8645
5 | Playa | 18 | PWIDS | 84 | 288605.3 | 4446539.9 | NA | 2 | 1033.5412
5 | Playa | 19 | PWIDS | 44 | 288138.9 | 4445541.6 | NA | 2 | 97.0503
5 | Playa | 20 | PWIDS | 36 | 283474.8 | 4443576 | NA | 2 | 5069.8572
5 | Playa | 21 | PWIDS | 54 | 284442.9 | 4443827 | NA | 2 | 4086.4804
5 | Playa | 22 | PWIDS | 30 | 285410.8 | 4444077.8 | NA | 2 | 3114.0538
5 | Playa | 23 | PWIDS | 2 | 286378.9 | 4444328.7 | NA | 2 | 2166.5293
5 | Playa | 24 | PWIDS | 55 | 287346.9 | 4444579.6 | NA | 2 | 1300.3295
5 | Playa | 25 | PWIDS | 48 | 288314.9 | 4444830.5 | NA | 2 | 829.3454
5 | Playa | 26 | PWIDS | 82 | 289282.9 | 4445081.3 | NA | 2 | 1298.0104
5 | Playa | 27 | PWIDS | 56 | 290250.9 | 4445332.3 | NA | 2 | 2163.6952
5 | Playa | 28 | PWIDS | 90 | 291219 | 4445583.1 | NA | 2 | 3111.1115
5 | Playa | 29 | PWIDS | 107 | 292186.9 | 4445834 | NA | 2 | 4083.5154
5 | Playa | 30 | PWIDS | 79 | 293155 | 4446084.9 | NA | 2 | 5066.8296
5 | Playa | 31 | PWIDS | 4 | 288573.7 | 4443864.6 | NA | 2 | 1829.2928
5 | Playa | 32 | PWIDS | 81 | 288832.5 | 4442898.6 | NA | 2 | 2829.3529
5 | Playa | 33 | PWIDS | 104 | 289091.4 | 4441932.7 | NA | 2 | 3829.3455
5 | Playa | 34 | PWIDS | 103 | 289350.2 | 4440966.8 | NA | 2 | 4829.3137
5 | Grid | 1 | Outdoor Field Thermocouple |  | 288086.22 | 4445649.74 |  |  | 27.2912 | No data received from 240 cm height.
5 | Grid | 2 | Outdoor Field Thermocouple |  | 288132.74 | 4445662.02 |  |  | 37.4077 | No data received from 240 cm height.
5 | Grid | 3 | Outdoor Field Thermocouple |  | 288136.24 | 4445675.51 |  |  | 50.2864
5 | Grid | 4 | Outdoor Field Thermocouple |  | 288088.53 | 4445659.98 |  |  | 32.886 | No data received from 240 cm height.
5 | Grid | 5 | Outdoor Field Thermocouple |  | 288130.5 | 4445661.4 |  |  | 35.4983 | No data received from 240 cm height.
5 | Grid | 6 | Outdoor Field Thermocouple |  | 288116.19 | 4445663.59 |  |  | 30.9138 | No data received from 240 cm height.
5 | Grid | 7 | Outdoor Field Thermocouple |  | 288089.38 | 4445656.74 |  |  | 29.8129
5 | Grid | 8 | Outdoor Field Thermocouple |  | 288128.15 | 4445660.76 |  |  | 33.5599 | No data received from 240 cm height.
5 | Grid | 9 | Outdoor Field Thermocouple |  | 288090.64 | 4445650.38 |  |  | 24.2919
5 | Grid | 10 | Outdoor Field Thermocouple |  | 288126.23 | 4445659.72 |  |  | 31.5995
5 | Grid | 11 | Outdoor Field Thermocouple |  | 288097.78 | 4445658.83 |  |  | 27.2431 | No data received from 240 cm height.
5 | Grid | 12 | Outdoor Field Thermocouple |  | 288062.89 | 4445703.87 |  |  | 83.5817
5 | Grid | 13 | Outdoor Field Thermocouple |  | 288072.54 | 4445690.64 |  |  | 67.2379
5 | Grid | 14 | Outdoor Field Thermocouple |  | 288096.92 | 4445662.08 |  |  | 30.5766 | No data received from any of the positions.
5 | Grid | 15 | Outdoor Field Thermocouple |  | 288065.41 | 4445657.33 |  |  | 48.9687
5 | Grid | 16 | Outdoor Field Thermocouple |  | 288088.46 | 4445650.32 |  |  | 25.8815 | No data received from 240 cm height.
5 | Grid | 17 | Outdoor Field Thermocouple |  | 288107.96 | 4445699.75 |  |  | 66.0509
5 | Grid | 18 | Outdoor Field Thermocouple |  | 288084.4 | 4445693.49 |  |  | 64.3899
5 | Grid | 19 | Outdoor Field Thermocouple |  | 288115.32 | 4445666.84 |  |  | 33.8754 | No data received from 240 cm height.
5 | Grid | 20 | Outdoor Field Thermocouple |  | 288100.82 | 4445666.4 |  |  | 33.5446
5 | Grid | 21 | Outdoor Field Thermocouple |  | 288089.47 | 4445710.7 |  |  | 79.269 | No data received from any of the positions.
5 | Grid | 22 | Outdoor Field Thermocouple |  | 288098.55 | 4445675.27 |  |  | 42.6981
5 | Grid | 23 | Outdoor Field Thermocouple |  | 288079.01 | 4445604.19 |  |  | 41.5782 | No data received from any of the positions.
5 | Grid | 24 | Outdoor Field Thermocouple |  | 288093.2 | 4445695.95 |  |  | 64.0552 | No data received from any of the positions.
5 | Grid | 25 | Outdoor Field Thermocouple |  | 288116.02 | 4445717.49 |  |  | 84.1449
5 | Grid | 26 | Outdoor Field Thermocouple |  | 288096.25 | 4445684.11 |  |  | 51.8302
5 | Grid | 27 | Outdoor Field Thermocouple |  | 288107.15 | 4445661.26 |  |  | 27.584 | No data received from 240 cm height.
5 | Grid | 28 | Outdoor Field Thermocouple |  | 288106.31 | 4445664.52 |  |  | 30.8842 | No data received from any of the positions.
5 | Grid | 29 | Outdoor Field Thermocouple |  | 288102.89 | 4445657.52 |  |  | 24.4266
5 | Grid | 42 | Outdoor Field Thermocouple |  | 288114.46 | 4445613.26 |  |  | 21.348 | No data received from any of the positions.
5 | Grid | 43 | Outdoor Field Thermocouple |  | 288083.86 | 4445649.12 |  |  | 28.8979 | No data received from any of the positions.
5 | Grid | 45 | Outdoor Field Thermocouple |  | 288149.88 | 4445622.35 |  |  | 43.1013 | No data received from any of the positions.
5 | Grid | 70 | Outdoor Field Thermocouple |  | 288129.69 | 4445664.39 |  |  | 37.4087 | No data received from any of the positions.
5 | Grid | 71 | Outdoor Field Thermocouple |  | 288076.52 | 4445650.73 |  |  | 36.0554
5 | Grid | 73 | Outdoor Field Thermocouple |  | 288091.95 | 4445734.27 |  |  | 101.8904
5 | Grid | 74 | Outdoor Field Thermocouple |  | 288062.46 | 4445726.67 |  |  | 103.6568
5 | Grid | 79 | Outdoor Field Thermocouple |  | 288091.79 | 4445833.18 |  |  | 200.1621
5 | Grid | 39 | Indoor Field Thermocouple
5 | Grid | 40 | Indoor Field Thermocouple
5 | Grid | 41 | Indoor Field Thermocouple
5 | Grid | 44 | Indoor Field Thermocouple
5 | Grid | 46 | Indoor Field Thermocouple
5 | Grid | 47 | Indoor Field Thermocouple
5 | Grid | 48 | Indoor Field Thermocouple
5 | Grid | West UV | Lidar | UV Lidar 123 | 286125.0549 | 4446196.2249 |  | 2 | 2061.4789
5 | Grid | East UV | Lidar | UV Lidar 121 | 289542.2226 | 4447110.2797 |  | 2 | 2058.2569
5 | Grid | LIF | Lidar | LIF | 291159.4161 | 4445625.0044 |  | ~3.0 | 3051.1284
5 | Grid | WDL | Lidar | WDL | 291174 | 4445628 |  | ~3.0 | 3065.7053
1 | Cameras | Position 1 | HD Camera | Not recorded | 288014.904 | 4445719.088 | 1294.885 | 9.144 | 126.5461 | NW Tower Camera, height is approximately 30 ft
1 | Cameras | Position 2 | HD Camera | Not recorded | 288150.021 | 4445747.47 | 1294.923 | 9.144 | 121.1786 | NE Tower Camera, height is approximately 30 ft
1 | Cameras | Position 3 | HD Camera | Not recorded | 288191.56 | 4445597.12 | 1294.864 | 9.144 | 90.9413 | SE Tower Camera, height is approximately 30 ft
1 | Cameras | Position 4 | HD Camera | Not recorded | 288052.946 | 4445566.446 | 1294.87 | 9.144 | 87.1043 | SW Tower Camera, height is approximately 30 ft
1 | Cameras | Position 5 | HD Camera | Not recorded | 288092.5402 | 4445698.9078 | no survey | 10.6 | 67.0852 | Per camera operator notes, position was on top of Connex 11.4, directly in middle of conjoined connex's. No survey location was obtained. Coordinates are estimates. Cameras faced north.
1 | Cameras | Position 6 | HD Camera | Not recorded | 288092.5402 | 4445698.9078 | no survey | 10.6 | 67.0852 | Same location as Position 5, but Position 6 cameras faced south.
1 | Cameras | Position 7 | HD Camera | Not recorded | 288123.409 | 4445642.851 | no survey | 11.5 | 17.6642 | Per camera operator notes, Position 7 was on a pole extending approx 8 ft north of northwest corner of Connex 4.4. No survey location was obtained. Coordinates are estimates.
1 | Cameras | Position 8 | HD Camera | Not recorded | 287989.981 | 4445601.679 | 1296.494 | 1.524 | 122.5754 | Height is approximately 5 ft
1 | Cameras | Position 9 | HD Camera | Not recorded | 288218.052 | 4445657.929 | 1296.525 | 1.524 | 112.3946 | Height is approximately 5 ft
1 | Cameras | Position 10 | HD Camera | Not recorded | 288285.995 | 4445250.245 | 1296.658 | 1.524 | 422.6266 | Height is approximately 5 ft
1 | Cameras | Position 11 | HD Camera | Not recorded | 288204.79 | 4445225.909 | 1296.591 | 1.524 | 419.0511 | Height is approximately 5 ft
1 | Cameras | Position 12 | HD Camera | Not recorded | 288155.111 | 4445211.172 | 1296.598 | 1.524 | 425.1131 | Height is approximately 5 ft
1 | Cameras | Position 1 | IR Camera | 404004435 | 288014.904 | 4445719.088 | 1294.885 | 9.144 | 126.5461 | NW Tower Camera, height is approximately 30 ft
1 | Cameras | Position 2 | IR Camera | 404004434 | 288150.021 | 4445747.47 | 1294.923 | 9.144 | 121.1786 | NE Tower Camera, height is approximately 30 ft
1 | Cameras | Position 3 | IR Camera | 404004504 | 288191.56 | 4445597.12 | 1294.864 | 9.144 | 90.9413 | SE Tower Camera, height is approximately 30 ft
1 | Cameras | Position 4 | IR Camera | 404004427 | 288052.946 | 4445566.446 | 1294.87 | 9.144 | 87.1043 | SW Tower Camera, height is approximately 30 ft
1 | Cameras | Position 5 | IR Camera | 404004439 | 288092.5402 | 4445698.9078 | no survey | 10.6 | 67.0852 | Per camera operator notes, position was on top of Connex 11.4, directly in middle of conjoined connex's. No survey location was obtained. Coordinates are estimates. Cameras faced north.
1 | Cameras | Position 6 | IR Camera | 404004478 | 288092.5402 | 4445698.9078 | no survey | 10.6 | 67.0852 | Same location as Position 5, but Position 6 cameras faced south.
1 | Cameras | Position 7 | IR Camera | 404004426 | 288123.409 | 4445642.851 | no survey | 11.5 | 17.6642 | Per camera operator notes, Position 7 was on a pole extending approx 8 ft north of northwest corner of Connex 4.4. No survey location was obtained. Coordinates are estimates.
1 | Cameras | Position 6 | HS Camera | 11874 | 288092.5402 | 4445698.9078 | no survey | 10.6 | 67.0852 | Same location as Position 5, but Position 6 cameras faced south. A high-speed camera was also used at this location starting with Trial 2.
1 | Cameras | Position 7 | HS Camera | 7945 | 288123.409 | 4445642.851 | no survey | 11.5 | 17.6642 | Per camera operator notes, Position 7 was on a pole extending approx 8 ft north of northwest corner of Connex 4.4. No survey location was obtained. Coordinates are estimates.
1 | Cameras | Position 8 | HS Camera | 13688 | 287989.981 | 4445601.679 | 1296.494 | 1.524 | 122.5754 | Height is approximately 5 ft
1 | Cameras | Position 9 | HS Camera | 11876 | 288218.052 | 4445657.929 | 1296.525 | 1.524 | 112.3946 | Height is approximately 5 ft

## Connex Locations
Trial | Location (see JR II Mock Urban Plan v9.4 layout 1.pdf) | Easting (m) | Northing (m) | Elevation (m) | Comments
All | 12.1 | 288052.721 | 4445694.758 | 1297.833
All | 12.1 | 288052.143 | 4445697.032 | 1297.809
All | 12.1 | 288057.922 | 4445698.511 | 1297.827
All | 12.1 | 288058.507 | 4445696.237 | 1297.84
All | 12.2 | 288061.5 | 4445697.007 | 1297.851
All | 12.2 | 288060.905 | 4445699.271 | 1297.853
All | 12.2 | 288066.68 | 4445700.736 | 1297.902
All | 12.2 | 288067.264 | 4445698.482 | 1297.904
All | 12.3 | 288070.454 | 4445699.329 | 1297.907
All | 12.3 | 288069.852 | 4445701.57 | 1297.882
All | 12.3 | 288075.621 | 4445703.107 | 1297.892
All | 12.3 | 288076.215 | 4445700.855 | 1297.899
All | 12.4 | 288079.259 | 4445701.565 | 1297.908
All | 12.4 | 288078.668 | 4445703.829 | 1297.932
All | 12.4 | 288084.448 | 4445705.326 | 1297.903
All | 12.4 | 288085.054 | 4445703.072 | 1297.882
All | 12.5 | 288088.176 | 4445703.836 | 1297.879
All | 12.5 | 288087.581 | 4445706.088 | 1297.935
All | 12.5 | 288093.35 | 4445707.59 | 1297.935
All | 12.5 | 288093.953 | 4445705.333 | 1297.881
All | 12.6 | 288097.005 | 4445706.007 | 1297.901
All | 12.6 | 288096.37 | 4445708.275 | 1297.921
All | 12.6 | 288102.133 | 4445709.852 | 1297.945
All | 12.6 | 288102.757 | 4445707.588 | 1297.919
All | 12.7 | 288105.813 | 4445708.385 | 1297.922
All | 12.7 | 288105.208 | 4445710.65 | 1297.923
All | 12.7 | 288110.975 | 4445712.151 | 1297.951
All | 12.7 | 288111.585 | 4445709.874 | 1297.936
All | 12.8 | 288114.766 | 4445710.63 | 1297.948
All | 12.8 | 288114.164 | 4445712.898 | 1297.957
All | 12.8 | 288119.945 | 4445714.402 | 1297.967
All | 12.8 | 288120.544 | 4445712.136 | 1297.97
All | 12.9 | 288123.597 | 4445712.857 | 1297.926
All | 12.9 | 288123.003 | 4445715.125 | 1297.931
All | 12.9 | 288128.801 | 4445716.583 | 1297.854
All | 12.9 | 288129.377 | 4445714.319 | 1297.846
All | 11.7 | 288125.788 | 4445704.309 | 1297.883
All | 11.7 | 288125.183 | 4445706.568 | 1297.877
All | 11.7 | 288130.974 | 4445708.081 | 1297.856
All | 11.7 | 288131.576 | 4445705.824 | 1297.857
All | 11.6 | 288116.947 | 4445701.996 | 1297.889
All | 11.6 | 288116.348 | 4445704.274 | 1297.877
All | 11.6 | 288122.132 | 4445705.747 | 1297.883
All | 11.6 | 288122.714 | 4445703.482 | 1297.877
All | 11.5 | 288102.141 | 4445698.257 | 1297.898
All | 11.5 | 288101.547 | 4445700.524 | 1297.91
All | 11.5 | 288113.262 | 4445703.537 | 1297.893
All | 11.5 | 288113.846 | 4445701.264 | 1297.894
All | 11.1 | 288054.957 | 4445686.114 | 1297.891
All | 11.1 | 288054.362 | 4445688.387 | 1297.914
All | 11.1 | 288064.6 | 4445691.047 | 1297.938
All | 11.1 | 288065.204 | 4445688.767 | 1297.91
All | 10.1 | 288060.07 | 4445678.037 | 1297.886
All | 10.1 | 288059.491 | 4445680.299 | 1297.881
All | 10.1 | 288065.272 | 4445681.787 | 1297.887
All | 10.1 | 288065.858 | 4445679.512 | 1297.887
All | 10.2 | 288068.844 | 4445680.285 | 1297.899
All | 10.2 | 288068.238 | 4445682.55 | 1297.913
All | 10.2 | 288079.956 | 4445685.565 | 1297.902
All | 10.2 | 288080.559 | 4445683.327 | 1297.895
All | 10.3 | 288083.778 | 4445684.121 | 1297.737
All | 10.3 | 288083.188 | 4445686.395 | 1297.753
All | 10.3 | 288088.958 | 4445687.898 | 1297.733
All | 10.3 | 288089.555 | 4445685.624 | 1297.709
All | 10.4 | 288092.572 | 4445686.385 | 1297.879
All | 10.4 | 288091.979 | 4445688.656 | 1297.874
All | 10.4 | 288097.752 | 4445690.166 | 1297.858
All | 10.4 | 288098.354 | 4445687.901 | 1297.859
All | 10.5 | 288101.429 | 4445688.652 | 1297.872
All | 10.5 | 288100.857 | 4445690.931 | 1297.834
All | 10.5 | 288106.662 | 4445692.387 | 1297.866
All | 10.5 | 288107.234 | 4445690.088 | 1297.89
All | 10.6 | 288110.339 | 4445690.899 | 1297.901
All | 10.6 | 288109.739 | 4445693.161 | 1297.897
All | 10.6 | 288121.471 | 4445696.176 | 1297.852
All | 10.6 | 288122.066 | 4445693.908 | 1297.861
All | 10.7 | 288125.074 | 4445694.658 | 1297.85
All | 10.7 | 288124.486 | 4445696.924 | 1297.871
All | 10.7 | 288130.266 | 4445698.429 | 1297.876
All | 10.7 | 288130.843 | 4445696.152 | 1297.86
All | 9.1 | 288057.199 | 4445667.682 | 1297.865
All | 9.1 | 288056.588 | 4445669.978 | 1297.857
All | 9.1 | 288066.831 | 4445672.668 | 1297.903
All | 9.1 | 288067.448 | 4445670.366 | 1297.891
All | 9.2 | 288071.273 | 4445671.387 | 1297.881
All | 9.2 | 288070.666 | 4445673.654 | 1297.9
All | 9.2 | 288076.457 | 4445675.166 | 1297.89
All | 9.2 | 288077.063 | 4445672.894 | 1297.866
All | 9.3 | 288080.185 | 4445673.684 | 1297.889
All | 9.3 | 288079.555 | 4445675.928 | 1297.91
All | 9.3 | 288085.322 | 4445677.461 | 1297.9
All | 9.3 | 288085.938 | 4445675.192 | 1297.877
All | 9.4 | 288092.821 | 4445676.955 | 1297.896
All | 9.4 | 288092.222 | 4445679.246 | 1297.895
All | 9.4 | 288102.488 | 4445681.846 | 1297.892
All | 9.4 | 288103.086 | 4445679.568 | 1297.896
All | 9.5 | 288109.645 | 4445681.237 | 1297.756
All | 9.5 | 288109.039 | 4445683.497 | 1297.738
All | 9.5 | 288114.805 | 4445685.039 | 1297.736
All | 9.5 | 288115.406 | 4445682.763 | 1297.745
All | 9.6 | 288118.551 | 4445683.484 | 1297.709
All | 9.6 | 288117.948 | 4445685.772 | 1297.731
All | 9.6 | 288123.727 | 4445687.31 | 1297.708
All | 9.6 | 288124.335 | 4445685.047 | 1297.698
All | 9.7 | 288127.319 | 4445685.765 | 1298.179
All | 9.7 | 288126.711 | 4445688.037 | 1298.174
All | 9.7 | 288138.431 | 4445691.107 | 1298.21
All | 9.7 | 288139.017 | 4445688.851 | 1298.213
All | 8.1 | 288061.766 | 4445659.44 | 1297.869
All | 8.1 | 288061.15 | 4445661.71 | 1297.888
All | 8.1 | 288066.926 | 4445663.215 | 1297.881
All | 8.1 | 288067.528 | 4445660.956 | 1297.858
All | 8.2 | 288070.656 | 4445661.785 | 1297.698
All | 8.2 | 288070.015 | 4445664.05 | 1297.686
All | 8.2 | 288075.785 | 4445665.64 | 1297.702
All | 8.2 | 288076.41 | 4445663.371 | 1297.697
All | 8.3 | 288079.445 | 4445664.105 | 1297.884
All | 8.3 | 288078.843 | 4445666.368 | 1297.864
All | 8.3 | 288084.633 | 4445667.888 | 1297.874
All | 8.3 | 288085.236 | 4445665.614 | 1297.886
All | 8.4 | 288088.159 | 4445666.27 | 1297.751
All | 8.4 | 288087.558 | 4445668.548 | 1297.742
All | 8.4 | 288093.328 | 4445670.072 | 1297.763
All | 8.4 | 288093.939 | 4445667.808 | 1297.77
All | 8.5 | 288097.214 | 4445668.586 | 1297.756
All | 8.5 | 288096.587 | 4445670.871 | 1297.762
All | 8.5 | 288102.372 | 4445672.404 | 1297.711
All | 8.5 | 288102.985 | 4445670.122 | 1297.705
All | 8.6 | 288106.027 | 4445670.85 | 1297.697
All | 8.6 | 288105.414 | 4445673.143 | 1297.699
All | 8.6 | 288111.204 | 4445674.643 | 1297.689
All | 8.6 | 288111.795 | 4445672.375 | 1297.698
All | 8.7 | 288114.878 | 4445673.135 | 1297.683
All | 8.7 | 288114.288 | 4445675.399 | 1297.688
All | 8.7 | 288120.071 | 4445676.924 | 1297.711
All | 8.7 | 288120.658 | 4445674.651 | 1297.7
All | 8.8 | 288123.372 | 4445675.323 | 1297.669
All | 8.8 | 288122.757 | 4445677.582 | 1297.663
All | 8.8 | 288128.527 | 4445679.118 | 1297.682
All | 8.8 | 288129.134 | 4445676.854 | 1297.698
All | 8.9 | 288132.592 | 4445677.679 | 1297.693
All | 8.9 | 288131.979 | 4445679.945 | 1297.707
All | 8.9 | 288137.715 | 4445681.475 | 1297.713
All | 8.9 | 288138.351 | 4445679.193 | 1297.714
All | 7.1 | 288061.122 | 4445649.89 | 1297.91
All | 7.1 | 288060.494 | 4445652.174 | 1297.901
All | 7.1 | 288070.739 | 4445654.873 | 1297.87
All | 7.1 | 288071.366 | 4445652.604 | 1297.863
All | 7.2 | 288078.706 | 4445654.467 | 1297.862
All | 7.2 | 288078.102 | 4445656.723 | 1297.873
All | 7.2 | 288089.817 | 4445659.805 | 1297.906
All | 7.2 | 288090.417 | 4445657.528 | 1297.874
All | 7.3 | 288096.489 | 4445659.012 | 1297.852
All | 7.3 | 288095.886 | 4445661.292 | 1297.85
All | 7.3 | 288107.597 | 4445664.333 | 1297.818
All | 7.3 | 288108.186 | 4445662.05 | 1297.821
All | 7.4 | 288114.901 | 4445663.775 | 1297.842
All | 7.4 | 288114.282 | 4445666.054 | 1297.84
All | 7.4 | 288124.54 | 4445668.72 | 1297.893
All | 7.4 | 288125.14 | 4445666.433 | 1297.909
All | 7.5 | 288132.758 | 4445668.327 | 1297.901
All | 7.5 | 288132.168 | 4445670.614 | 1297.878
All | 7.5 | 288142.414 | 4445673.248 | 1297.867
All | 7.5 | 288143.008 | 4445670.961 | 1297.881
All | 6.1 | 288066.135 | 4445641.523 | 1297.672
All | 6.1 | 288065.533 | 4445643.801 | 1297.693
All | 6.1 | 288071.33 | 4445645.327 | 1297.661
All | 6.1 | 288071.933 | 4445643.049 | 1297.647
All | 6.2 | 288075.045 | 4445643.853 | 1297.696
All | 6.2 | 288074.442 | 4445646.124 | 1297.706
All | 6.2 | 288080.217 | 4445647.674 | 1297.712
All | 6.2 | 288080.826 | 4445645.388 | 1297.702
All | 6.3 | 288083.999 | 4445646.194 | 1297.712
All | 6.3 | 288083.398 | 4445648.476 | 1297.705
All | 6.3 | 288089.174 | 4445649.994 | 1297.73
All | 6.3 | 288089.777 | 4445647.714 | 1297.728
All | 6.4 | 288092.889 | 4445648.534 | 1297.739
All | 6.4 | 288092.296 | 4445650.821 | 1297.738
All | 6.4 | 288098.082 | 4445652.351 | 1297.72
All | 6.4 | 288098.676 | 4445650.051 | 1297.724
All | 6.5 | 288101.628 | 4445650.829 | 1297.867
All | 6.5 | 288101.011 | 4445653.102 | 1297.834
All | 6.5 | 288106.801 | 4445654.636 | 1297.84
All | 6.5 | 288107.402 | 4445652.365 | 1297.884
All | 6.6 | 288110.696 | 4445653.205 | 1297.746
All | 6.6 | 288110.093 | 4445655.476 | 1297.712
All | 6.6 | 288115.89 | 4445657.03 | 1297.689
All | 6.6 | 288116.489 | 4445654.742 | 1297.711
All | 6.7 | 288119.532 | 4445655.518 | 1297.825
All | 6.7 | 288118.918 | 4445657.789 | 1297.823
All | 6.7 | 288124.689 | 4445659.364 | 1297.876
All | 6.7 | 288125.317 | 4445657.076 | 1297.878
All | 6.8 | 288128.308 | 4445657.844 | 1297.763
All | 6.8 | 288127.692 | 4445660.115 | 1297.751
All | 6.8 | 288133.456 | 4445661.696 | 1297.75
All | 6.8 | 288134.081 | 4445659.402 | 1297.745
All | 6.9 | 288137.21 | 4445660.29 | 1297.729
All | 6.9 | 288136.595 | 4445662.565 | 1297.725
All | 6.9 | 288142.376 | 4445664.14 | 1297.695
All | 6.9 | 288142.992 | 4445661.868 | 1297.692
All | 5.3 | 288119.793 | 4445646.155 | 1297.917
All | 5.3 | 288119.203 | 4445648.461 | 1297.926
All | 5.3 | 288129.487 | 4445651.048 | 1297.931
All | 5.3 | 288130.073 | 4445648.762 | 1297.94
All | 5.4 | 288136.96 | 4445650.517 | 1297.932
All | 5.4 | 288136.363 | 4445652.809 | 1297.915
All | 5.4 | 288146.628 | 4445655.444 | 1297.875
All | 5.4 | 288147.22 | 4445653.148 | 1297.896
All | 5.1 | 288066.487 | 4445632.821 | 1297.839
All | 5.1 | 288065.931 | 4445635.135 | 1297.839
All | 5.1 | 288076.246 | 4445637.554 | 1297.827
All | 5.1 | 288076.797 | 4445635.257 | 1297.838
All | 5.2 | 288083.669 | 4445636.963 | 1297.852
All | 5.2 | 288083.092 | 4445639.262 | 1297.831
All | 5.2 | 288093.394 | 4445641.815 | 1297.925
All | 5.2 | 288093.971 | 4445639.524 | 1297.931
All | 4.1 | 288070.492 | 4445624.842 | 1297.661
All | 4.1 | 288069.903 | 4445627.133 | 1297.649
All | 4.1 | 288075.706 | 4445628.607 | 1297.671
All | 4.1 | 288076.275 | 4445626.302 | 1297.669
All | 4.2 | 288079.645 | 4445627.127 | 1297.68
All | 4.2 | 288079.056 | 4445629.415 | 1297.682
All | 4.2 | 288084.851 | 4445630.887 | 1297.692
All | 4.2 | 288085.443 | 4445628.613 | 1297.688
All | 4.3 | 288088.018 | 4445629.225 | 1297.711
All | 4.3 | 288087.437 | 4445631.507 | 1297.709
All | 4.3 | 288093.223 | 4445633.017 | 1297.754
All | 4.3 | 288093.803 | 4445630.721 | 1297.75
All | 3.1 | 288075.082 | 4445615.754 | 1297.371
All | 3.1 | 288074.507 | 4445617.862 | 1297.38
All | 3.1 | 288078.517 | 4445618.937 | 1297.402
All | 3.1 | 288079.088 | 4445616.828 | 1297.391
All | 3.2 | 288082.001 | 4445617.471 | 1297.692
All | 3.2 | 288081.41 | 4445619.767 | 1297.679
All | 3.2 | 288087.207 | 4445621.254 | 1297.693
All | 3.2 | 288087.783 | 4445618.956 | 1297.699
All | 3.3 | 288090.908 | 4445619.768 | 1297.682
All | 3.3 | 288090.327 | 4445622.047 | 1297.682
All | 3.3 | 288096.126 | 4445623.54 | 1297.738
All | 3.3 | 288096.708 | 4445621.245 | 1297.723
All | 2.1 | 288076.845 | 4445606.402 | 1297.392
All | 2.1 | 288076.202 | 4445608.505 | 1297.426
All | 2.1 | 288080.208 | 4445609.687 | 1297.424
All | 2.1 | 288080.833 | 4445607.585 | 1297.394
All | 2.2 | 288084.254 | 4445608.584 | 1297.714
All | 2.2 | 288083.581 | 4445610.873 | 1297.709
All | 2.2 | 288089.322 | 4445612.563 | 1297.692
All | 2.2 | 288089.997 | 4445610.286 | 1297.718
All | 2.3 | 288093.354 | 4445611.325 | 1297.696
All | 2.3 | 288092.679 | 4445613.549 | 1297.636
All | 2.3 | 288096.441 | 4445614.661 | 1297.638
All | 2.3 | 288097.098 | 4445612.442 | 1297.69
All | 2.4 | 288102.23 | 4445613.872 | 1297.835
All | 2.4 | 288101.548 | 4445616.153 | 1297.83
All | 2.4 | 288107.306 | 4445617.884 | 1297.835
All | 2.4 | 288107.986 | 4445615.611 | 1297.838
All | 2.5 | 288110.985 | 4445615.537 | 1297.73
All | 2.5 | 288110.387 | 4445617.826 | 1297.762
All | 2.5 | 288116.201 | 4445619.299 | 1297.735
All | 2.5 | 288116.777 | 4445617.005 | 1297.706
All | 2.6 | 288119.713 | 4445617.755 | 1297.727
All | 2.6 | 288119.113 | 4445620.044 | 1297.759
All | 2.6 | 288124.918 | 4445621.548 | 1297.777
All | 2.6 | 288125.512 | 4445619.269 | 1297.755
All | 2.7 | 288128.443 | 4445620.058 | 1297.909
All | 2.7 | 288127.865 | 4445622.339 | 1297.905
All | 2.7 | 288133.638 | 4445623.825 | 1297.937
All | 2.7 | 288134.225 | 4445621.537 | 1297.942
All | 2.8 | 288137.398 | 4445622.338 | 1297.774
All | 2.8 | 288136.799 | 4445624.624 | 1297.781
All | 2.8 | 288142.607 | 4445626.119 | 1297.722
All | 2.8 | 288143.21 | 4445623.812 | 1297.725
All | 2.9 | 288146.753 | 4445624.735 | 1297.438
All | 2.9 | 288146.187 | 4445626.852 | 1297.433
All | 2.9 | 288150.216 | 4445627.92 | 1297.449
All | 2.9 | 288150.767 | 4445625.798 | 1297.455
All | 3.4 | 288123.676 | 4445628.198 | 1297.877
All | 3.4 | 288123.066 | 4445630.486 | 1297.874
All | 3.4 | 288128.889 | 4445631.981 | 1297.834
All | 3.4 | 288129.469 | 4445629.688 | 1297.831
All | 3.5 | 288136.429 | 4445631.49 | 1297.453
All | 3.5 | 288135.864 | 4445633.615 | 1297.435
All | 3.5 | 288139.894 | 4445634.648 | 1297.383
All | 3.5 | 288140.447 | 4445632.534 | 1297.39
All | 3.6 | 288147.606 | 4445634.45 | 1297.424
All | 3.6 | 288147.046 | 4445636.562 | 1297.415
All | 3.6 | 288150.563 | 4445637.486 | 1297.438
All | 3.6 | 288151.126 | 4445635.366 | 1297.443
All | 4.4 | 288123.942 | 4445638.113 | 1297.802
All | 4.4 | 288123.409 | 4445640.411 | 1297.791
All | 4.4 | 288129.226 | 4445641.77 | 1297.753
All | 4.4 | 288129.759 | 4445639.463 | 1297.775
All | 4.5 | 288132.811 | 4445640.142 | 1297.756
All | 4.5 | 288132.283 | 4445642.45 | 1297.751
All | 4.5 | 288138.12 | 4445643.773 | 1297.697
All | 4.5 | 288138.645 | 4445641.479 | 1297.702
All | 4.6 | 288141.827 | 4445642.151 | 1297.696
All | 4.6 | 288141.292 | 4445644.444 | 1297.694
All | 4.6 | 288147.119 | 4445645.828 | 1297.71
All | 4.6 | 288147.661 | 4445643.516 | 1297.712
All | 1.1 | 288075.655 | 4445597.22 | 1297.887
All | 1.1 | 288075.072 | 4445599.515 | 1297.873
All | 1.1 | 288085.351 | 4445602.108 | 1297.861
All | 1.1 | 288085.945 | 4445599.797 | 1297.882
All | 1.2 | 288091.976 | 4445601.295 | 1297.85
All | 1.2 | 288091.396 | 4445603.596 | 1297.858
All | 1.2 | 288103.128 | 4445606.578 | 1297.891
All | 1.2 | 288103.721 | 4445604.285 | 1297.892
All | 1.3 | 288110.01 | 4445605.914 | 1297.891
All | 1.3 | 288109.404 | 4445608.187 | 1297.9
All | 1.3 | 288121.144 | 4445611.208 | 1297.881
All | 1.3 | 288121.735 | 4445608.919 | 1297.888
All | 1.4 | 288127.739 | 4445610.413 | 1297.894
All | 1.4 | 288127.156 | 4445612.692 | 1297.906
All | 1.4 | 288138.889 | 4445615.668 | 1297.916
All | 1.4 | 288139.472 | 4445613.383 | 1297.9
All | 1.5 | 288142.798 | 4445614.239 | 1298.163
All | 1.5 | 288142.218 | 4445616.535 | 1298.162
All | 1.5 | 288153.952 | 4445619.56 | 1298.202
All | 1.5 | 288154.542 | 4445617.249 | 1298.208
All | 11.2 | 288069.725 | 4445689.98 | 1298.672
All | 11.2 | 288068.985 | 4445692.848 | 1298.697
All | 11.2 | 288074.817 | 4445694.315 | 1298.764
All | 11.2 | 288075.539 | 4445691.428 | 1298.772
All | 11.2 (Roof Ridge) | 288069.344 | 4445691.397 | 1298.829
All | 11.2 (Roof Ridge) | 288075.175 | 4445692.883 | 1298.908
All | 11.3 | 288081.671 | 4445692.831 | 1298.79
All | 11.3 | 288080.916 | 4445695.707 | 1298.804
All | 11.3 | 288086.754 | 4445697.213 | 1298.64
All | 11.3 | 288087.507 | 4445694.33 | 1298.631
All | 11.3 (Roof Ridge) | 288081.296 | 4445694.264 | 1298.961
All | 11.3 (Roof Ridge) | 288087.136 | 4445695.784 | 1298.787
All | 11.4 | 288090.994 | 4445695.406 | 1303.047
All | 11.4 | 288089.455 | 4445701.166 | 1303.051
All | 11.4 | 288094.092 | 4445702.418 | 1303.057
All | 11.4 | 288095.62 | 4445696.641 | 1303.07

## Mock Urban Layout
The diagram below was copied from the file "JR II Mock Urban Plan v9.4 layout 1.pdf".